## Line
From Number | From Name | To Number | To Name | Circuit | Status | Branch Device Type | Xfrmr | R | X | B | Lim A MVA | Lim B MVA | Lim C MVA
1 | One | 2 | Two | 1 | Closed | Line | NO | 0 | 0.06 | 0.5 | 150 | 150 | 150
1 | One | 3 | Three | 1 | Closed | Line | NO | 0 | 0.24 | 0.05 | 150 | 150 | 150
2 | Two | 3 | Three | 1 | Closed | Line | NO | 0 | 0.18 | 0.04 | 120 | 120 | 120
2 | Two | 4 | Four | 1 | Closed | Line | NO | 0 | 0.18 | 0.04 | 100 | 100 | 100
2 | Two | 5 | Five | 1 | Closed | Line | NO | 0 | 0.12 | 0.03 | 200 | 100 | 100
3 | Three | 4 | Four | 1 | Closed | Line | NO | 0 | 0.03 | 0.02 | 222 | 100 | 100
4 | Four | 5 | Five | 1 | Closed | Line | NO | 0 | 0.24 | 0.05 | 60 | 100 | 100

## Load
Number of Bus | Name of Bus | Area Name of Load | Zone Name of Load | ID | Status | MW | Mvar | MVA | S MW | S Mvar | Price | Original MW | Original Mvar | Original MVA | Original S MW | Original S Mvar
2 | Two | Top | 1 | 1 | Closed | [6 empty] | 40 | 19.6 | 44.54 | 40 | 20
3 | Three | Top | 1 | 1 | Closed | [6 empty] | 150 | 39.2 | 155.04 | 150 | 40
4 | Four | Top | 1 | 1 | Closed | [6 empty] | 80 | 29.4 | 85.23 | 80 | 30
5 | Five | Top | 1 | 1 | Closed | [6 empty] | 130 | 39.2 | 135.78 | 130 | 40

## Gen
Number of Bus | Name of Bus | ID | Status | Gen MW | Gen Mvar | Set Volt | AGC | AVR | Min MW | Max MW | Type | Installed MW | Min Mvar | Max Mvar | Cost Model | Part. Factor | Original Gen MW | Original Gen Mvar | Original Max MW
1 | One | 1 | Closed |  |  | 1.05 | YES | YES | 0 | Multiply Installed MW by Normalized Profile | Solar | 896.29 | -9900 | 9900 | None | 1 | 144.67 | 15.31 | 400
2 | Two | 1 | Closed |  |  | 1.04 | YES | YES | 0 | Multiply Installed MW by Normalized Profile | Wind | 421.87 | -9900 | 9900 | None | 1 | 183.25 | 71.64 | 500
4 | Four | 1 | Closed |  |  | 1 | YES | YES | 0 | Multiply Installed MW by Normalized Profile | Large Hydro | 179.89 | -9900 | 9900 | None | 1 | 72.08 | 6.62 | 300

## Bus
Number | Name | Area Name | Nom kV | PU Volt | Volt (kV) | Angle (Deg) | Load MW | Load Mvar | Gen MW | Gen Mvar | Switched Shunts Mvar | Act G Shunt MW | Act B Shunt Mvar | Area Num | Zone Num
1 | One | Top | 138 | 1.05 | 144.9 | 7.45 |  |  | 0 | 0 |  | 0 | 0 | 1 | 1
2 | Two | Top | 138 | 1.04 | 143.52 | 4.89 | 0 | 0 | 0 | 0 |  | 0 | 0 | 1 | 1
3 | Three | Top | 138 | 1.0004 | 138.056 | -0.87 | 0 | 0 |  |  |  | 0 | 0 | 1 | 1
4 | Four | Top | 138 | 1 | 138 | -0.38 | 0 | 0 | 0 | 0 |  | 0 | 0 | 1 | 1
5 | Five | Top | 138 | 0.99191 | 136.883 | -2.68 | 0 | 0 |  |  |  | 0 | 0 | 1 | 1

## YBus
Number | Name | Bus 1 | Bus 2 | Bus 3 | Bus 4 | Bus 5
1 | One | 0.00 - j20.56 | -0.00 + j16.67 | -0.00 + j4.17
2 | Two | -0.00 + j16.67 | 0.00 - j35.81 | -0.00 + j5.56 | -0.00 + j5.56 | -0.00 + j8.33
3 | Three | -0.00 + j4.17 | -0.00 + j5.56 | 0.00 - j43.00 | -0.00 + j33.33
4 | Four |  | -0.00 + j5.56 | -0.00 + j33.33 | 0.00 - j43.00 | -0.00 + j4.17
5 | Five |  | -0.00 + j8.33 |  | -0.00 + j4.17 | 0.00 - j12.46

## LoadProfiles
Date | HE | Load2 | Load3 | Load4 | Load5 | Price2 | Price3 | Price4 | Price5
2040-08-01 | 1 | 123.4713 | 119.8523 | 22.9807 | 0.6217 | 70.9424 | 60.6392 | 60.8059 | 58.4749
2040-08-01 | 2 | 118.3831 | 112.6491 | 21.8881 | 0.5854 | 67.9437 | 57.7286 | 58.1819 | 55.6169
2040-08-01 | 3 | 113.1353 | 107.5529 | 20.9036 | 0.5644 | 62.7908 | 56.7623 | 57.5155 | 54.7153
2040-08-01 | 4 | 108.6085 | 103.5539 | 20.3242 | 0.5509 | 62.6096 | 56.6443 | 57.4922 | 54.6506
2040-08-01 | 5 | 106.9062 | 101.295 | 19.9112 | 0.5471 | 62.3669 | 58.6001 | 59.2405 | 56.3815
2040-08-01 | 6 | 109.2495 | 100.0918 | 19.4806 | 0.5534 | 63.1062 | 59.1476 | 59.72 | 56.8647
2040-08-01 | 7 | 108.4327 | 97.6296 | 19.1289 | 0.564 | 59.8875 | 56.9152 | 57.4656 | 54.8255
2040-08-01 | 8 | 109.0565 | 99.1125 | 18.8706 | 0.6119 | 49.6725 | 46.2521 | 46.4749 | 44.4664
2040-08-01 | 9 | 110.4666 | 106.0405 | 18.6186 | 0.652 | 41.36 | 38.9749 | 38.9513 | 37.1775
2040-08-01 | 10 | 108.9195 | 112.1886 | 18.5287 | 0.7262 | 39.8148 | 38.5996 | 38.4277 | 33.31
2040-08-01 | 11 | 108.4906 | 119.8682 | 18.7179 | 0.8149 | 41.8334 | 40.42 | 40.2274 | 38.4084
2040-08-01 | 12 | 110.3512 | 130.1569 | 19.2577 | 0.8853 | 46.0732 | 45.3277 | 52.1857 | 42.1419
2040-08-01 | 13 | 110.7543 | 140.8792 | 20.4572 | 0.9667 | 51.5483 | 51.1022 | 65.5652 | 47.1719
2040-08-01 | 14 | 117.5291 | 150.2633 | 21.1752 | 1.0235 | 54.55 | 53.4871 | 57.1446 | 50.1746
2040-08-01 | 15 | 124.6038 | 159.9468 | 22.8638 | 1.0792 | 57.5 | 56.5845 | 72.1963 | 51.845
2040-08-01 | 16 | 131.7014 | 168.416 | 25.0234 | 1.1283 | 60.3968 | 59.2567 | 71.9313 | 55.9023
2040-08-01 | 17 | 140.572 | 174.962 | 27.517 | 1.1426 | 63.3214 | 62.9641 | 62.3095 | 59.1589
2040-08-01 | 18 | 150.6104 | 179.3632 | 30.5485 | 1.1575 | 77.74 | 77.5459 | 91.4338 | 76.0153
2040-08-01 | 19 | 156.9856 | 177.9205 | 32.2021 | 1.1323 | 89.2465 | 89.2611 | 93.6557 | 85.8469
2040-08-01 | 20 | 156.5485 | 170.2073 | 31.708 | 1.0672 | 111.3561 | 112.7671 | 109.9802 | 109.9227
2040-08-01 | 21 | 152.2989 | 163.1452 | 31.0953 | 0.9805 | 94.0873 | 93.7943 | 93.0494 | 91.1648
2040-08-01 | 22 | 146.3324 | 154.2946 | 29.6062 | 0.8726 | 87.3995 | 84.4209 | 84.0333 | 82.1357
2040-08-01 | 23 | 135.2208 | 141.7427 | 27.0758 | 0.7781 | 77.7415 | 70.7593 | 70.5046 | 68.992
2040-08-01 | 24 | 124.6583 | 128.7868 | 24.8804 | 0.6931 | 70.4932 | 60.6731 | 61.1261 | 59.4905
2040-08-02 | 1 | 117.9897 | 119.7601 | 23.0263 | 0.6287 | 67.9062 | 57.8408 | 58.2453 | 55.324
2040-08-02 | 2 | 116.0487 | 113.6072 | 21.6644 | 0.582 | 65.1181 | 57.8189 | 58.6688 | 55.2064
2040-08-02 | 3 | 112.7534 | 107.9006 | 20.7365 | 0.5525 | 61.5581 | 57.2873 | 58.2974 | 54.7387
2040-08-02 | 4 | 110.5636 | 105.7179 | 20.1183 | 0.5399 | 61.3371 | 57.2557 | 58.0779 | 54.7042
2040-08-02 | 5 | 105.7606 | 105.1733 | 20.1769 | 0.5391 | 61.1106 | 59.2555 | 60.0314 | 56.2285
2040-08-02 | 6 | 109.1983 | 108.689 | 20.9031 | 0.5587 | 73.5241 | 72.6758 | 73.6636 | 68.9556
2040-08-02 | 7 | 118.376 | 113.3237 | 21.8199 | 0.5879 | 78.4939 | 79.4798 | 80.1267 | 75.3735
2040-08-02 | 8 | 126.2249 | 122.7452 | 23.3936 | 0.6422 | 61.4105 | 61.189 | 60.9709 | 57.4319
2040-08-02 | 9 | 127.7698 | 132.4484 | 23.4528 | 0.7169 | 56.3548 | 54.7301 | 55.5586 | 51.2707
2040-08-02 | 10 | 123.4648 | 139.9136 | 23.4794 | 0.8002 | 57.195 | 56.1446 | 56.6925 | 48.41
2040-08-02 | 11 | 120.6196 | 146.6678 | 23.724 | 0.8962 | 56.8846 | 55.9519 | 56.7062 | 52.2716
2040-08-02 | 12 | 122.2201 | 157.9607 | 25.0479 | 0.9831 | 60.2158 | 59.7021 | 60.4034 | 55.8311
2040-08-02 | 13 | 122.5328 | 171.9355 | 25.7807 | 1.07 | 66.2268 | 67.0584 | 68.5625 | 62.4615
2040-08-02 | 14 | 128.7274 | 184.0802 | 27.1628 | 1.1325 | 69.8688 | 70.1481 | 70.8705 | 55.3213
2040-08-02 | 15 | 135.6358 | 194.7073 | 29.0887 | 1.1953 | 77.5594 | 78.5453 | 78.675 | 73.0002
2040-08-02 | 16 | 145.4922 | 202.7937 | 31.5195 | 1.2362 | 80.026 | 99.9722 | 100.0929 | 91.9964
2040-08-02 | 17 | 154.0088 | 206.2567 | 33.3223 | 1.2618 | 89.1701 | 101.1452 | 99.8248 | 93.5709
2040-08-02 | 18 | 162.3026 | 207.2074 | 35.5619 | 1.271 | 100.9509 | 107.2741 | 106.3228 | 100.5303
2040-08-02 | 19 | 166.3451 | 201.1586 | 36.3272 | 1.2516 | 139.2921 | 150 | 149.6861 | 144.2824
2040-08-02 | 20 | 164.4145 | 190.2383 | 35.2869 | 1.1717 | 152.1983 | 152.9 | 152.9 | 150.4135
2040-08-02 | 21 | 160.3021 | 181.4193 | 34.0909 | 1.0673 | 116.6653 | 118.2291 | 109.3745 | 115.3772
2040-08-02 | 22 | 153.7623 | 170.6522 | 32.1319 | 0.9449 | 100.9041 | 103.3988 | 103.2775 | 99.814
2040-08-02 | 23 | 141.6874 | 154.7391 | 29.0709 | 0.8293 | 83.0104 | 78.1946 | 78.2267 | 75.9284
2040-08-02 | 24 | 131.714 | 140.5745 | 25.9715 | 0.7376 | 80.3847 | 71.4987 | 71.3881 | 69.4116
2040-08-03 | 1 | 123.4968 | 128.8717 | 24.1921 | 0.6594 | 68.9819 | 57.5085 | 57.7353 | 55.6817
2040-08-03 | 2 | 116.0391 | 120.289 | 22.9464 | 0.6035 | 63.6067 | 57.8092 | 58.1145 | 55.4141
2040-08-03 | 3 | 115.5787 | 113.3369 | 21.7946 | 0.5658 | 63.285 | 58.9681 | 59.4294 | 56.2052
2040-08-03 | 4 | 116.9603 | 110.7829 | 21.3768 | 0.5501 | 59.735 | 56.7181 | 57.1563 | 53.8862
2040-08-03 | 5 | 115.6506 | 111.2547 | 20.6848 | 0.5535 | 59.7591 | 57.3054 | 57.6017 | 54.5476
2040-08-03 | 6 | 113.7668 | 114.5287 | 21.2937 | 0.5699 | 68.3169 | 64.9 | 65.5885 | 61.8862
2040-08-03 | 7 | 119.0489 | 117.4704 | 22.652 | 0.5908 | 79.6373 | 81.4079 | 82.31 | 77.1402
2040-08-03 | 8 | 122.9498 | 126.3827 | 23.805 | 0.6456 | 62.3602 | 63.0619 | 63.2477 | 53.99
2040-08-03 | 9 | 129.1752 | 135.6161 | 23.7542 | 0.713 | 57.3447 | 56.7535 | 56.2007 | 43.4261
2040-08-03 | 10 | 126.3697 | 141.1009 | 23.7078 | 0.7998 | 56.4781 | 56.7268 | 56.0091 | 44.65
2040-08-03 | 11 | 122.6296 | 147.9229 | 23.1154 | 0.921 | 57.881 | 58.2361 | 75.7766 | 56.274
2040-08-03 | 12 | 122.265 | 158.7684 | 24.8355 | 1.0083 | 60.93 | 60.4775 | 61.3489 | 60.48
2040-08-03 | 13 | 125.9641 | 169.9205 | 24.4131 | 1.1094 | 70.9126 | 71.7178 | 70.2642 | 57.59
2040-08-03 | 14 | 133.2845 | 184.0853 | 25.8484 | 1.1968 | 79.2782 | 82.2721 | 77.9955 | 68.4369
2040-08-03 | 15 | 142.5629 | 196.6856 | 27.7171 | 1.2584 | 85.7972 | 96.8127 | 92.9657 | 88.3259
2040-08-03 | 16 | 153.1315 | 204.4804 | 29.3806 | 1.3002 | 87.5498 | 107.8786 | 117.2512 | 89.5046
2040-08-03 | 17 | 161.6344 | 206.8181 | 30.8904 | 1.3332 | 95.6541 | 118.2873 | 116.9783 | 110.4715
2040-08-03 | 18 | 170.9355 | 206.4466 | 32.782 | 1.3475 | 117.8114 | 125.47 | 125.1569 | 124.6659
2040-08-03 | 19 | 176.4987 | 200.7948 | 33.3868 | 1.3132 | 193.0736 | 194.3911 | 193.4611 | 187.2223
2040-08-03 | 20 | 174.9816 | 190.935 | 32.6706 | 1.2307 | 193.67 | 193.67 | 192.7604 | 190.6315
2040-08-03 | 21 | 168.8184 | 183.0062 | 31.9388 | 1.112 | 134.8075 | 136.6594 | 135.0673 | 132.6752
2040-08-03 | 22 | 160.2464 | 172.7109 | 30.4434 | 0.9898 | 107.2104 | 111.6118 | 109.2814 | 106.4283
2040-08-03 | 23 | 150.8393 | 159.642 | 27.9555 | 0.8658 | 80.7162 | 79.3715 | 76.2827 | 73.8227
2040-08-03 | 24 | 139.34 | 144.649 | 25.1869 | 0.7661 | 76.3175 | 69.79 | 69.689 | 68.0757
2040-08-04 | 1 | 128.1147 | 134.4861 | 23.6618 | 0.684 | 73.7866 | 66.2195 | 66.9201 | 61.993
2040-08-04 | 2 | 122.3385 | 125.6633 | 22.2787 | 0.6272 | 66.326 | 59.8454 | 59.9183 | 55.3783
2040-08-04 | 3 | 120.5516 | 118.7544 | 21.2459 | 0.5844 | 64.2093 | 59.7493 | 59.9905 | 56.0468
2040-08-04 | 4 | 117.7096 | 115.7338 | 20.6409 | 0.5612 | 60.5929 | 58.8276 | 58.9268 | 55.4455
2040-08-04 | 5 | 116.7502 | 114.0986 | 20.5941 | 0.5629 | 61.5042 | 59.3775 | 59.5889 | 55.8358
2040-08-04 | 6 | 119.2508 | 114.9799 | 21.3015 | 0.5728 | 69.2629 | 63.0003 | 63.7886 | 59.9475
2040-08-04 | 7 | 124.6807 | 118.7954 | 22.4572 | 0.5932 | 83.9734 | 82.8103 | 83.4953 | 77.191
2040-08-04 | 8 | 125.625 | 125.7066 | 23.7526 | 0.6615 | 66.0622 | 65.0939 | 65.363 | 60.1326
2040-08-04 | 9 | 126.0078 | 134.2153 | 23.6303 | 0.7493 | 56.7469 | 55.0742 | 54.97 | 51.4113
2040-08-04 | 10 | 126.297 | 140.3889 | 23.1476 | 0.8454 | 56.3588 | 56.0613 | 55.8535 | 51.98
2040-08-04 | 11 | 126.2827 | 150.7105 | 22.2405 | 0.9624 | 59.1748 | 59.2636 | 58.7312 | 55.6199
2040-08-04 | 12 | 124.085 | 162.5299 | 23.5388 | 1.0786 | 62.1283 | 62.527 | 61.9851 | 58.3909
2040-08-04 | 13 | 128.0933 | 175.8736 | 23.1423 | 1.1841 | 70.1859 | 70.926 | 69.3754 | 66.542
2040-08-04 | 14 | 135.3563 | 189.3143 | 24.3581 | 1.26 | 79.9598 | 80.9322 | 78.7142 | 75.4194
2040-08-04 | 15 | 143.0236 | 198.7647 | 25.8819 | 1.3181 | 85.4052 | 95.8516 | 93.8967 | 89.1265
2040-08-04 | 16 | 150.3874 | 205.819 | 27.5564 | 1.3539 | 87.1925 | 113.2817 | 115.779 | 106.2627
2040-08-04 | 17 | 157.8159 | 208.6832 | 29.3592 | 1.3766 | 94.1542 | 122.3655 | 123.6611 | 115.4119
2040-08-04 | 18 | 164.3826 | 208.7712 | 31.4586 | 1.3849 | 107.4798 | 131.9378 | 129.3155 | 125.635
2040-08-04 | 19 | 168.5156 | 203.4669 | 32.0537 | 1.3483 | 191.6866 | 226.3174 | 223.5509 | 219.8269
2040-08-04 | 20 | 166.7972 | 193.6739 | 31.3407 | 1.2578 | 199.2053 | 220.8161 | 218.8674 | 217.5777
2040-08-04 | 21 | 162.3178 | 185.6044 | 30.9528 | 1.1239 | 133.9294 | 145.6105 | 143.8914 | 142.4995
2040-08-04 | 22 | 155.2208 | 174.942 | 29.6281 | 0.9899 | 110.1164 | 114.8591 | 114.0304 | 112.1174
2040-08-04 | 23 | 145.3503 | 161.0315 | 27.3033 | 0.8698 | 80.36 | 78.6054 | 77.8196 | 76.2365
2040-08-04 | 24 | 135.5221 | 146.3054 | 24.737 | 0.764 | 75.1684 | 69.6166 | 69.5376 | 68.305
2040-08-05 | 1 | 125.1469 | 135.2352 | 23.3205 | 0.6852 | 67.6914 | 60.6859 | 60.5905 | 58.723
2040-08-05 | 2 | 122.1357 | 126.0227 | 22.4104 | 0.6298 | 60.9456 | 58.7032 | 58.8914 | 56.1776
2040-08-05 | 3 | 115.6595 | 119.7828 | 21.1914 | 0.6027 | 60.5722 | 59.4707 | 59.8672 | 56.4451
2040-08-05 | 4 | 115.1725 | 115.8369 | 20.6647 | 0.5914 | 58.7787 | 59.4334 | 59.5893 | 56.3811
2040-08-05 | 5 | 115.5346 | 116.0584 | 20.6692 | 0.5906 | 58.7503 | 58.9634 | 59.0525 | 55.9436
2040-08-05 | 6 | 115.6717 | 118.6003 | 21.4705 | 0.5985 | 63.5846 | 63.6294 | 64.0975 | 61.1791
2040-08-05 | 7 | 120.7698 | 122.4557 | 22.5146 | 0.6202 | 72.1284 | 72.2992 | 72.7731 | 69.0344
2040-08-05 | 8 | 123.3874 | 128.8173 | 24.1333 | 0.6817 | 61.6567 | 59.5654 | 59.9053 | 55.3621
2040-08-05 | 9 | 125.7505 | 138.6987 | 24.5384 | 0.7556 | 51.7548 | 50.5256 | 50.6457 | 46.03
2040-08-05 | 10 | 122.8812 | 147.4351 | 23.9882 | 0.8636 | 51.8222 | 50.7131 | 50.5342 | 46.9768
2040-08-05 | 11 | 124.3269 | 156.9023 | 22.7573 | 0.9804 | 53.9997 | 53.4746 | 53.0244 | 49.6266
2040-08-05 | 12 | 124.1976 | 166.4934 | 23.694 | 1.0682 | 57.9312 | 57.2704 | 57.1727 | 53.5872
2040-08-05 | 13 | 125.1418 | 176.1203 | 23.6469 | 1.1502 | 62.8962 | 62.959 | 62.1047 | 58.7442
2040-08-05 | 14 | 124.2123 | 187.743 | 24.7886 | 1.2031 | 66.5467 | 67.2822 | 66.0452 | 62.7691
2040-08-05 | 15 | 128.4264 | 195.1847 | 26.4666 | 1.2632 | 71.427 | 72.1224 | 72.4688 | 67.3176
2040-08-05 | 16 | 134.7016 | 199.9991 | 27.83 | 1.2891 | 80.0292 | 81.1682 | 86.1345 | 76.0896
2040-08-05 | 17 | 142.4404 | 202.4877 | 29.1519 | 1.3022 | 80.2624 | 81.7405 | 87.9574 | 77.7089
2040-08-05 | 18 | 151.3619 | 203.3139 | 30.7902 | 1.3156 | 88.6911 | 90.8061 | 92.6582 | 86.9213
2040-08-05 | 19 | 156.834 | 199.3171 | 31.296 | 1.2741 | 112.8115 | 114.763 | 115.31 | 111.7594
2040-08-05 | 20 | 156.596 | 189.2464 | 30.6172 | 1.2005 | 132.7601 | 135.201 | 134.6779 | 134.2756
2040-08-05 | 21 | 153.534 | 180.2556 | 30.1797 | 1.1159 | 102.9801 | 103.8389 | 104.4184 | 102.4535
2040-08-05 | 22 | 148.6917 | 170.4901 | 28.8221 | 1.0042 | 92.1111 | 92.3637 | 93.156 | 91.222
2040-08-05 | 23 | 138.8148 | 155.4016 | 26.5764 | 0.8853 | 73.7473 | 67.1594 | 67.0599 | 64.8718
2040-08-05 | 24 | 128.9515 | 142.3004 | 24.2414 | 0.7928 | 73.0146 | 67.5612 | 68.2517 | 66.0761
2040-08-06 | 1 | 124.3309 | 130.9727 | 22.9601 | 0.7285 | 60.7105 | 51.9094 | 52.8896 | 50.8111
2040-08-06 | 2 | 122.4773 | 122.399 | 22.262 | 0.6791 | 57.0644 | 50.1196 | 50.9939 | 49.0704
2040-08-06 | 3 | 115.3298 | 116.8566 | 21.3632 | 0.6431 | 55.8416 | 52.6303 | 53.5038 | 50.8018
2040-08-06 | 4 | 113.7546 | 113.234 | 20.8616 | 0.6199 | 52.5869 | 51.7463 | 52.5319 | 49.9344
2040-08-06 | 5 | 116.3233 | 112.4371 | 21.0573 | 0.6125 | 54.5496 | 51.7858 | 52.63 | 49.5053
2040-08-06 | 6 | 119.0082 | 116.1905 | 21.2974 | 0.6197 | 59.1044 | 54.9411 | 55.7323 | 52.3817
2040-08-06 | 7 | 122.7988 | 119.3378 | 22.5815 | 0.6263 | 60.3874 | 56.5512 | 57.6469 | 54.3381
2040-08-06 | 8 | 126.1646 | 123.9197 | 24.8249 | 0.6763 | 52.2808 | 47.092 | 48.3041 | 44.7002
2040-08-06 | 9 | 128.6083 | 132 | 25.0445 | 0.7269 | 48.3121 | 40.8274 | 41.4794 | 38.0795
2040-08-06 | 10 | 128.8051 | 138.7574 | 24.9425 | 0.7838 | 46.1895 | 43.0432 | 43.3852 | 39.9524
2040-08-06 | 11 | 128.2867 | 145.0911 | 23.0574 | 0.8425 | 48.6597 | 45.5719 | 45.7628 | 42.8068
2040-08-06 | 12 | 130.6087 | 148.572 | 20.9979 | 0.8982 | 51.8895 | 50.32 | 50.8449 | 47.2983
2040-08-06 | 13 | 133.9003 | 155.7361 | 19.0128 | 0.9653 | 56.2511 | 54.6708 | 54.5925 | 51.2891
2040-08-06 | 14 | 138.7187 | 164.6434 | 19.8295 | 1.0265 | 62.6364 | 59.9049 | 59.1593 | 56.0291
2040-08-06 | 15 | 145.0957 | 172.8017 | 21.1644 | 1.078 | 66.881 | 64.6938 | 64.254 | 60.6125
2040-08-06 | 16 | 150.3988 | 179.5854 | 22.8713 | 1.1159 | 63.6901 | 62.6395 | 73.9695 | 62.6367
2040-08-06 | 17 | 158.0781 | 182.3475 | 24.4961 | 1.1424 | 71.83 | 71.1945 | 76.04 | 71.19
2040-08-06 | 18 | 163.8777 | 182.964 | 26.6665 | 1.1545 | 85.0828 | 81.8671 | 83.9934 | 77.9045
2040-08-06 | 19 | 165.7371 | 178.0263 | 27.5095 | 1.1201 | 105.0641 | 101.9921 | 102.0714 | 99.3088
2040-08-06 | 20 | 163.3113 | 170.0692 | 27.5582 | 1.0298 | 113.6475 | 111.1486 | 110.9358 | 109.9032
2040-08-06 | 21 | 159.8838 | 163.4095 | 27.5593 | 0.9162 | 93.9793 | 91.3087 | 92.0066 | 89.532
2040-08-06 | 22 | 154.2454 | 154.4428 | 26.6332 | 0.8094 | 82.5 | 76.1308 | 76.4783 | 74.4276
2040-08-06 | 23 | 144.4517 | 142.7391 | 24.9884 | 0.7171 | 77.3591 | 64.8585 | 65.4962 | 63.6906
2040-08-06 | 24 | 132.3177 | 132.1524 | 22.8834 | 0.6277 | 73.3981 | 60.13 | 61.0596 | 59.3717
2040-08-07 | 1 | 127.1482 | 122.2137 | 21.8289 | 0.5672 | 56.6575 | 46.2681 | 46.6083 | 45.051
2040-08-07 | 2 | 121.2407 | 114.4689 | 20.7345 | 0.523 | 54.1939 | 45.6317 | 45.8907 | 44.1605
2040-08-07 | 3 | 116.55 | 108.9399 | 19.9685 | 0.4913 | 52.2922 | 45.4912 | 46.0431 | 43.4121
2040-08-07 | 4 | 113.3367 | 105.3515 | 19.4966 | 0.476 | 50.4406 | 45.4853 | 46.0384 | 43.4921
2040-08-07 | 5 | 112.3357 | 104.6656 | 19.362 | 0.4651 | 52.9388 | 47.5779 | 48.1765 | 45.4767
2040-08-07 | 6 | 109.6669 | 104.2507 | 19.5713 | 0.4736 | 55.5271 | 48.0493 | 48.7476 | 46.2416
2040-08-07 | 7 | 111.7101 | 103.4417 | 19.6615 | 0.4888 | 52.9663 | 45.0456 | 45.56 | 43.5631
2040-08-07 | 8 | 117.9379 | 105.1359 | 19.8085 | 0.4944 | 45.5784 | 39.8942 | 40.2548 | 37.9261
2040-08-07 | 9 | 124.644 | 108.967 | 20.4773 | 0.5264 | 32.8157 | 28.1891 | 28.9351 | 26.8315
2040-08-07 | 10 | 127.9376 | 112.0524 | 18.4722 | 0.5854 | 35.529 | 28.7942 | 28.9334 | 27.4286
2040-08-07 | 11 | 128.008 | 116.1991 | 17.6127 | 0.6789 | 38.1116 | 31.4112 | 31.6 | 30.0725
2040-08-07 | 12 | 128.3999 | 122.5306 | 17.4845 | 0.7826 | 45.9545 | 39.9891 | 40.1275 | 37.91
2040-08-07 | 13 | 125.547 | 130.8467 | 18.0913 | 0.8932 | 47.3631 | 42.5719 | 42.4545 | 40.5664
2040-08-07 | 14 | 130.9488 | 139.7805 | 17.3845 | 0.9881 | 50.8591 | 43.5649 | 42.8686 | 41.474
2040-08-07 | 15 | 138.8071 | 149.1726 | 18.3059 | 1.0674 | 52.8647 | 47.3553 | 46.8171 | 44.9969
2040-08-07 | 16 | 147.4579 | 157.3017 | 19.9497 | 1.1187 | 54.874 | 49.1225 | 48.4805 | 46.6567
2040-08-07 | 17 | 155.7096 | 162.7126 | 22.1202 | 1.152 | 54.8207 | 50.8705 | 50.1841 | 48.3248
2040-08-07 | 18 | 160.0082 | 165.1101 | 24.7387 | 1.1656 | 60 | 56.1159 | 55.7627 | 53.7905
2040-08-07 | 19 | 160.0025 | 163.1953 | 26.4175 | 1.1237 | 74.361 | 70.802 | 70.5577 | 69.1115
2040-08-07 | 20 | 155.3086 | 156.399 | 26.7459 | 1.0325 | 84.548 | 80.654 | 80.5016 | 79.9745
2040-08-07 | 21 | 152.194 | 150.2677 | 27.1503 | 0.9158 | 76.8089 | 67.957 | 67.96 | 66.8896
2040-08-07 | 22 | 148.4169 | 143.0899 | 26.3286 | 0.8115 | 69.29 | 62.7748 | 62.7376 | 61.627
2040-08-07 | 23 | 140.7681 | 133.0672 | 24.4209 | 0.7254 | 60.6053 | 50.4182 | 50.7255 | 49.2323
2040-08-07 | 24 | 130.8353 | 124.056 | 22.7512 | 0.6473 | 58.1947 | 48.3972 | 48.879 | 47.188
2040-08-08 | 1 | 122.312 | 115.5786 | 21.4796 | 0.5795 | 52.5033 | 48.4759 | 48.8552 | 47.2937
2040-08-08 | 2 | 120.3661 | 108.7652 | 20.1645 | 0.5307 | 50.2078 | 46.4512 | 46.9224 | 45.1368
2040-08-08 | 3 | 115.8646 | 103.6266 | 19.5047 | 0.5027 | 49.9631 | 46.3094 | 47.0125 | 45.1547
2040-08-08 | 4 | 112.7646 | 100.2031 | 19.135 | 0.4879 | 48.8331 | 45.5806 | 46.2865 | 44.4088
2040-08-08 | 5 | 111.2614 | 98.3439 | 19.0315 | 0.4851 | 49.8276 | 46.49 | 48.1073 | 45.0015
2040-08-08 | 6 | 110.9349 | 98.1757 | 18.8799 | 0.4862 | 52.0427 | 48.5142 | 50.003 | 46.5034
2040-08-08 | 7 | 110.3455 | 96.7366 | 18.8543 | 0.4951 | 51.006 | 47.49 | 49.066 | 46.4627
2040-08-08 | 8 | 110.7366 | 97.6834 | 19.2455 | 0.5301 | 43.2767 | 40.3475 | 40.91 | 38.9548
2040-08-08 | 9 | 113.2513 | 103.9542 | 20.0702 | 0.595 | 31.6483 | 27.5141 | 27.7212 | 27.0464
2040-08-08 | 10 | 111.9778 | 109.3715 | 19.4819 | 0.6772 | 29.4536 | 26.7562 | 26.7895 | 25.5275
2040-08-08 | 11 | 111.258 | 110.467 | 16.6488 | 0.7635 | 29.95 | 27.207 | 27.27 | 23.82
2040-08-08 | 12 | 113.656 | 114.4139 | 15.6189 | 0.8424 | 36.0646 | 32.8155 | 32.9419 | 31.4149
2040-08-08 | 13 | 117.0981 | 121.3084 | 16.3411 | 0.9231 | 39.5573 | 36.35 | 36.0262 | 34.8141
2040-08-08 | 14 | 122.5049 | 129.9465 | 16.8343 | 0.9915 | 45.0057 | 40.3116 | 39.7169 | 38.1099
2040-08-08 | 15 | 130.9008 | 141.6871 | 17.9508 | 1.0588 | 48.0887 | 44.1432 | 43.3425 | 42.0902
2040-08-08 | 16 | 140.7817 | 153.3021 | 19.8671 | 1.1089 | 49.5757 | 45.8001 | 45.0557 | 43.4346
2040-08-08 | 17 | 145.8935 | 162.4663 | 22.2928 | 1.1565 | 49.3223 | 45.9799 | 45.347 | 43.883
2040-08-08 | 18 | 153.3844 | 168.0246 | 24.9212 | 1.1812 | 53.758 | 50.6377 | 50.0726 | 48.4913
2040-08-08 | 19 | 158.7387 | 166.908 | 26.6882 | 1.148 | 67.6686 | 64.4966 | 64.1663 | 62.6035
2040-08-08 | 20 | 157.1426 | 160.0077 | 27.0819 | 1.072 | 79.6677 | 75.4085 | 75.4856 | 73.9585
2040-08-08 | 21 | 153.2147 | 154.5852 | 27.4615 | 0.9871 | 73.18 | 69.6334 | 69.3546 | 68.3965
2040-08-08 | 22 | 146.8795 | 147.351 | 26.4052 | 0.8726 | 64.9071 | 61.8964 | 61.8728 | 60.5708
2040-08-08 | 23 | 135.5515 | 136.2204 | 24.6111 | 0.7692 | 59.0744 | 55.2934 | 55.1407 | 54.0876
2040-08-08 | 24 | 125.6109 | 125.4498 | 22.6294 | 0.6836 | 53.6064 | 50.0154 | 49.9638 | 48.9499
2040-08-09 | 1 | 119.3492 | 116.5087 | 21.5915 | 0.6273 | 54.7464 | 48.5088 | 48.8035 | 46.9331
2040-08-09 | 2 | 113.7173 | 109.8031 | 20.5561 | 0.5864 | 52.1763 | 46.4013 | 46.979 | 44.7809
2040-08-09 | 3 | 109.3816 | 105.859 | 20.2359 | 0.5631 | 51.2484 | 45.8516 | 46.688 | 44.0354
2040-08-09 | 4 | 107.2666 | 103.5638 | 20.1433 | 0.5454 | 50.6573 | 46.1418 | 46.9736 | 44.5061
2040-08-09 | 5 | 110.4011 | 103.9833 | 20.0743 | 0.5461 | 51.4764 | 45.9023 | 46.8383 | 44.1134
2040-08-09 | 6 | 113.042 | 108.2712 | 20.5842 | 0.5742 | 55.1721 | 49.9603 | 50.8475 | 47.6822
2040-08-09 | 7 | 120.0952 | 113.2817 | 21.4219 | 0.5981 | 58.9916 | 56.5783 | 57.4949 | 52.23
2040-08-09 | 8 | 130.3008 | 119.0255 | 22.5689 | 0.6513 | 49.2851 | 47.4973 | 48.2083 | 44.9399
2040-08-09 | 9 | 132.4272 | 127.2528 | 22.792 | 0.7224 | 44.5551 | 42.1608 | 42.6881 | 39.77
2040-08-09 | 10 | 129.9679 | 133.4167 | 22.0911 | 0.8015 | 44.1298 | 42.3561 | 42.8438 | 40.1509
2040-08-09 | 11 | 129.4891 | 139.5608 | 21.9265 | 0.8821 | 46.2096 | 44.4155 | 44.7454 | 35.94
2040-08-09 | 12 | 131.2983 | 147.3046 | 22.8018 | 0.9515 | 49.0221 | 47.294 | 47.4908 | 38.36
2040-08-09 | 13 | 135.1449 | 157.156 | 22.4346 | 1.0265 | 50.9883 | 48.9048 | 48.6363 | 46.2992
2040-08-09 | 14 | 139.7217 | 165.9734 | 23.46 | 1.0876 | 52.3513 | 50.3673 | 49.9838 | 44.62
2040-08-09 | 15 | 147.1756 | 178.3628 | 25.4291 | 1.1395 | 57.5926 | 54.6252 | 54.0339 | 48.8037
2040-08-09 | 16 | 155.4806 | 185.9317 | 26.8877 | 1.1768 | 65.7676 | 62.6076 | 62.0011 | 59.3007
2040-08-09 | 17 | 162.9277 | 189.3125 | 28.4307 | 1.2094 | 73.8278 | 71.3469 | 70.9346 | 67.5495
2040-08-09 | 18 | 169.7344 | 191.026 | 30.4682 | 1.2246 | 79.1532 | 76.6126 | 76.7525 | 73.4583
2040-08-09 | 19 | 173.5071 | 187.4631 | 31.0887 | 1.1965 | 93.5208 | 91.2596 | 92.0534 | 89.8937
2040-08-09 | 20 | 170.4292 | 176.9879 | 30.6355 | 1.117 | 105.3421 | 103.124 | 103.7176 | 102.8429
2040-08-09 | 21 | 165.2535 | 170.1848 | 30.3685 | 1.0144 | 93.4012 | 91.2787 | 91.9133 | 90.421
2040-08-09 | 22 | 157.078 | 161.3776 | 29.109 | 0.9004 | 78.8212 | 76.5344 | 76.9976 | 75.3177
2040-08-09 | 23 | 143.9132 | 147.9961 | 26.8457 | 0.8113 | 66.6975 | 61.26 | 61.5746 | 59.8449
2040-08-09 | 24 | 131.141 | 136.054 | 24.5374 | 0.745 | 60.8291 | 54.7835 | 54.8645 | 53.4851
2040-08-10 | 1 | 124.3759 | 125.5838 | 23.3499 | 0.6994 | 55.0894 | 52.882 | 52.9789 | 51.6068
2040-08-10 | 2 | 122.0267 | 117.3816 | 22.5409 | 0.6601 | 53.3625 | 52.0037 | 52.5138 | 50.0472
2040-08-10 | 3 | 115.4255 | 111.9297 | 21.5865 | 0.6282 | 52.3276 | 51.024 | 51.9325 | 49.4548
2040-08-10 | 4 | 118.9648 | 109.0061 | 20.9814 | 0.602 | 51.9377 | 51.0954 | 51.8731 | 49.5093
2040-08-10 | 5 | 116.9274 | 109.4137 | 21.3786 | 0.5933 | 51.6597 | 50.5788 | 51.3142 | 48.725
2040-08-10 | 6 | 121.0027 | 112.9661 | 21.8354 | 0.6097 | 55.8331 | 54.1307 | 55.053 | 52.4669
2040-08-10 | 7 | 127.3969 | 117.0009 | 23.2527 | 0.6276 | 66.1632 | 64.4463 | 65.684 | 62.0785
2040-08-10 | 8 | 130.2695 | 122.7543 | 24.1044 | 0.6822 | 54.2621 | 52.1738 | 53.0734 | 49.5714
2040-08-10 | 9 | 134.5247 | 131.5112 | 24.1375 | 0.7453 | 49.5974 | 47.1379 | 49.0757 | 44.1222
2040-08-10 | 10 | 132.8166 | 138.3557 | 24.6203 | 0.8311 | 49.1406 | 46.5322 | 47.1775 | 44.0427
2040-08-10 | 11 | 136.0055 | 144.2393 | 23.66 | 0.9245 | 50.7306 | 48.3662 | 48.7989 | 45.6573
2040-08-10 | 12 | 140.5736 | 152.5176 | 23.404 | 1.0091 | 53.246 | 50.6553 | 51.2415 | 47.8422
2040-08-10 | 13 | 144.2159 | 163.4033 | 24.0669 | 1.0902 | 58.8512 | 56.0215 | 56.1744 | 53.2784
2040-08-10 | 14 | 146.2179 | 176.881 | 26.2492 | 1.1547 | 65.9142 | 62.3707 | 62.3286 | 59.284
2040-08-10 | 15 | 153.2331 | 187.62 | 28.4983 | 1.2039 | 73.291 | 69.1172 | 68.7142 | 65.9118
2040-08-10 | 16 | 164.1205 | 196.9787 | 30.8156 | 1.2393 | 85.5229 | 81.7134 | 81.3361 | 77.8499
2040-08-10 | 17 | 174.0581 | 201.5946 | 31.826 | 1.2622 | 91.3003 | 87.6207 | 87.6045 | 83.6776
2040-08-10 | 18 | 181.3822 | 201.853 | 32.8254 | 1.2746 | 102.8033 | 99.8421 | 99.6097 | 97.2347
2040-08-10 | 19 | 185.3254 | 195.5933 | 33.0354 | 1.2377 | 135.9364 | 131.9386 | 132.1659 | 129.9464
2040-08-10 | 20 | 181.489 | 186.3198 | 32.2822 | 1.1621 | 140.2859 | 136.1748 | 135.8575 | 135.085
2040-08-10 | 21 | 175.0587 | 180.5916 | 31.9349 | 1.0577 | 105.3889 | 103.2632 | 103.3257 | 101.535
2040-08-10 | 22 | 165.9898 | 170.0032 | 30.5384 | 0.9354 | 91.4139 | 88.7785 | 89.3807 | 99.97
2040-08-10 | 23 | 151.6989 | 157.0092 | 28.2544 | 0.8182 | 71.6494 | 69.4126 | 69.577 | 68.2385
2040-08-10 | 24 | 140.0086 | 142.853 | 25.8224 | 0.7465 | 61.6319 | 59.4949 | 59.9475 | 59.2293
2040-08-11 | 1 | 130.4429 | 132.4474 | 24.7727 | 0.7118 | 57.9805 | 55.3219 | 55.9714 | 53.7574
2040-08-11 | 2 | 126.8122 | 124.7484 | 23.5855 | 0.6913 | 55.5854 | 53.997 | 54.6097 | 52.0502
2040-08-11 | 3 | 121.8277 | 118.5277 | 23.4855 | 0.6734 | 53.46 | 51.4268 | 52.4167 | 49.3232
2040-08-11 | 4 | 118.7352 | 116.0743 | 22.995 | 0.6585 | 52.299 | 50.5465 | 51.8019 | 48.7184
2040-08-11 | 5 | 118.9517 | 116.2616 | 23.2971 | 0.6591 | 52.6014 | 50.7501 | 51.6172 | 48.835
2040-08-11 | 6 | 121.9638 | 119.7522 | 23.2107 | 0.6756 | 55.6838 | 54.3319 | 55.4209 | 52.891
2040-08-11 | 7 | 125.6491 | 125.2908 | 24.3982 | 0.7005 | 70.4742 | 69.3091 | 70.88 | 66.3881
2040-08-11 | 8 | 128.3875 | 131.3075 | 25.7653 | 0.7437 | 59.3606 | 58.147 | 59.3492 | 55.2825
2040-08-11 | 9 | 133.2004 | 141.9421 | 27.2599 | 0.7993 | 53.1789 | 52.0292 | 61.3072 | 48.1326
2040-08-11 | 10 | 131.1966 | 150.5563 | 28.715 | 0.8596 | 55.4246 | 53.4836 | 54.4025 | 50.2595
2040-08-11 | 11 | 134.8447 | 160.7246 | 29.0354 | 0.9361 | 59.0127 | 56.5685 | 57.3582 | 54.2165
2040-08-11 | 12 | 138.6353 | 171.6878 | 30.377 | 1.0144 | 65.4238 | 62.8516 | 64.1064 | 59.7036
2040-08-11 | 13 | 143.7514 | 182.1187 | 31.5812 | 1.0893 | 74.4832 | 71.248 | 71.248 | 67.8894
2040-08-11 | 14 | 152.8877 | 191.2397 | 33.1346 | 1.151 | 87.2037 | 83.9642 | 83.8704 | 80.0682
2040-08-11 | 15 | 161.9716 | 196.4757 | 34.2904 | 1.2089 | 93.8484 | 89.4872 | 89.4325 | 85.4727
2040-08-11 | 16 | 170.3657 | 199.3701 | 35.8084 | 1.251 | 111.8922 | 107.8803 | 108.15 | 103.2793
2040-08-11 | 17 | 176.8617 | 196.883 | 36.5033 | 1.2751 | 121.76 | 117.3285 | 116.7924 | 112.5396
2040-08-11 | 18 | 183.4822 | 190.538 | 36.9566 | 1.2738 | 150.4538 | 144.314 | 143.6677 | 139.4815
2040-08-11 | 19 | 182.8696 | 181.8118 | 36.6762 | 1.2286 | 220 | 209.8713 | 210.9227 | 207.3176
2040-08-11 | 20 | 177.6923 | 175.9962 | 35.3985 | 1.1588 | 183.9925 | 175.6072 | 176.2177 | 174.9249
2040-08-11 | 21 | 172.6333 | 171.7148 | 34.5694 | 1.0718 | 129.8206 | 125.6088 | 125.8987 | 123.6976
2040-08-11 | 22 | 163.3881 | 162.7583 | 33.0769 | 0.9704 | 113.294 | 111.3196 | 111.802 | 109.3564
2040-08-11 | 23 | 151.1902 | 150.7582 | 30.4374 | 0.8661 | 80.6577 | 78.7642 | 79.0347 | 77.1651
2040-08-11 | 24 | 142.217 | 137.8246 | 28.0257 | 0.7799 | 66.7514 | 64.2679 | 64.745 | 63.4118
2040-08-12 | 1 | 129.6552 | 127.9886 | 26.0229 | 0.7255 | 60.3871 | 54.1574 | 54.3306 | 51.9243
2040-08-12 | 2 | 123.4888 | 120.6159 | 24.7358 | 0.6887 | 55.7004 | 52.979 | 53.5631 | 50.1041
2040-08-12 | 3 | 122.3204 | 115.5163 | 23.6263 | 0.6583 | 52.9279 | 51.3904 | 52.3786 | 48.6977
2040-08-12 | 4 | 119.318 | 112.9433 | 23.021 | 0.6342 | 50.4859 | 49.1049 | 50.0497 | 46.5937
2040-08-12 | 5 | 121.0574 | 113.1144 | 23.0396 | 0.6301 | 51.4292 | 49.9254 | 50.9175 | 47.521
2040-08-12 | 6 | 122.7381 | 115.8682 | 23.2996 | 0.6481 | 54.8417 | 53.7047 | 55.6128 | 50.6699
2040-08-12 | 7 | 129.3642 | 120.1089 | 24.355 | 0.6662 | 71.5984 | 71.33 | 72.968 | 67.0883
2040-08-12 | 8 | 134.646 | 126.1126 | 25.9511 | 0.7097 | 56.2852 | 55.007 | 56.1176 | 51.3381
2040-08-12 | 9 | 141.7053 | 134.4024 | 26.9238 | 0.7774 | 52.7017 | 51.2133 | 52.4833 | 47.2359
2040-08-12 | 10 | 138.5266 | 141.1338 | 27.3113 | 0.8564 | 52.4759 | 50.9573 | 52.3306 | 47.3798
2040-08-12 | 11 | 141.3392 | 150.2421 | 28.2485 | 0.9398 | 55.7249 | 53.9437 | 54.8246 | 50.1457
2040-08-12 | 12 | 144.8562 | 160.0394 | 30.0943 | 1.0104 | 63.2519 | 61.3776 | 62.879 | 57.5663
2040-08-12 | 13 | 149.532 | 171.7263 | 31.723 | 1.0864 | 73.3599 | 70.9514 | 71.9188 | 66.6093
2040-08-12 | 14 | 152.4943 | 185.2773 | 33.3768 | 1.1561 | 79.8996 | 77.5442 | 77.9696 | 72.7045
2040-08-12 | 15 | 158.0157 | 194.8907 | 33.8168 | 1.2124 | 89.3209 | 87.0585 | 89.5427 | 81.9747
2040-08-12 | 16 | 164.7955 | 203.5475 | 35.3943 | 1.2488 | 97.0116 | 95.4397 | 99.4318 | 89.9821
2040-08-12 | 17 | 172.648 | 206.9798 | 36.2478 | 1.2652 | 101.6663 | 99.9621 | 102.3661 | 94.1583
2040-08-12 | 18 | 177.414 | 205.1503 | 37.6462 | 1.2696 | 117.7153 | 115.7754 | 115.7011 | 109.156
2040-08-12 | 19 | 177.9546 | 197.775 | 37.1606 | 1.2303 | 167.6848 | 163.5497 | 153.96 | 158.7034
2040-08-12 | 20 | 174.1648 | 188.0306 | 36.0874 | 1.1477 | 165.8112 | 161.8053 | 161.233 | 158.4697
2040-08-12 | 21 | 168.8464 | 180.1718 | 35.2486 | 1.0561 | 123.2228 | 122.3966 | 120.9637 | 119.1138
2040-08-12 | 22 | 161.535 | 170.3422 | 33.6932 | 0.9469 | 101.0907 | 101.3851 | 101.5477 | 99.0309
2040-08-12 | 23 | 149.2328 | 156.8383 | 31.0164 | 0.8507 | 78.5465 | 75.6968 | 76.0255 | 73.338
2040-08-12 | 24 | 137.2888 | 142.7856 | 29.023 | 0.7712 | 69.9339 | 66.2353 | 66.4933 | 64.586
2040-08-13 | 1 | 128.742 | 131.0997 | 26.7046 | 0.7217 | 60.3258 | 52.9855 | 53.2716 | 51.1184
2040-08-13 | 2 | 123.2108 | 122.3023 | 24.7955 | 0.6786 | 56.8172 | 52.7462 | 53.5904 | 50.6438
2040-08-13 | 3 | 116.3836 | 116.0475 | 23.5622 | 0.6556 | 55.4507 | 53.1098 | 54.3096 | 50.7767
2040-08-13 | 4 | 115.2069 | 112.5051 | 22.6726 | 0.644 | 51.9317 | 50.3124 | 51.2386 | 48.1688
2040-08-13 | 5 | 115.1707 | 112.2553 | 22.4977 | 0.6407 | 52.4957 | 50.8421 | 51.8551 | 48.5192
2040-08-13 | 6 | 118.96 | 115.2338 | 23.3124 | 0.6608 | 55.1568 | 53.353 | 54.9941 | 50.8749
2040-08-13 | 7 | 124.9967 | 119.408 | 24.1007 | 0.691 | 65.5653 | 64.39 | 66.541 | 60.9993
2040-08-13 | 8 | 129.7212 | 124.023 | 24.7019 | 0.7045 | 53.7447 | 51.8667 | 53.143 | 48.8403
2040-08-13 | 9 | 136.1785 | 131.1009 | 25.5249 | 0.7328 | 48.76 | 46.8474 | 48.0856 | 43.827
2040-08-13 | 10 | 136.6906 | 136.3438 | 26.2306 | 0.788 | 48.0359 | 46.302 | 47.5318 | 42.86
2040-08-13 | 11 | 138.8157 | 144.3067 | 26.0187 | 0.8335 | 49.6425 | 47.6262 | 47.98 | 44.2333
2040-08-13 | 12 | 141.3872 | 153.4564 | 27.215 | 0.9191 | 52.4987 | 50.2019 | 50.7492 | 46.4933
2040-08-13 | 13 | 138.4568 | 163.4513 | 28.2583 | 1.0213 | 62.6002 | 59.2182 | 58.7161 | 55.2615
2040-08-13 | 14 | 144.8986 | 174.8213 | 28.756 | 1.0972 | 73.3422 | 65.316 | 64.9 | 61.1713
2040-08-13 | 15 | 151.3106 | 183.8059 | 30.5452 | 1.1725 | 79.3143 | 72.2793 | 72.6837 | 68.6128
2040-08-13 | 16 | 158.7912 | 190.4753 | 32.3609 | 1.2148 | 85.4704 | 82.1106 | 85.1446 | 77.7314
2040-08-13 | 17 | 165.9226 | 192.4932 | 33.8392 | 1.1913 | 85.0413 | 82.1461 | 86.4195 | 77.7402
2040-08-13 | 18 | 170.3112 | 191.7799 | 35.2654 | 1.1532 | 96.3746 | 92.2996 | 92.7335 | 88.0623
2040-08-13 | 19 | 171.1382 | 185.5463 | 35.0393 | 1.1313 | 119.2628 | 113.1735 | 113.4572 | 110.2799
2040-08-13 | 20 | 166.3616 | 176.0748 | 34.0514 | 1.0775 | 145.7652 | 141.0585 | 140.8725 | 139.8139
2040-08-13 | 21 | 162.2513 | 169.9289 | 33.4544 | 1.0127 | 101.3161 | 97.4419 | 98.1851 | 95.7872
2040-08-13 | 22 | 156.0835 | 162.2287 | 32.2553 | 0.9255 | 90.1792 | 86.7685 | 87.7381 | 85.4728
2040-08-13 | 23 | 146.7885 | 150.9405 | 30.9395 | 0.8449 | 73.5097 | 67.9997 | 68.5687 | 65.7886
2040-08-13 | 24 | 135.7395 | 140.1764 | 29.1357 | 0.7744 | 64.5389 | 56.2651 | 56.6735 | 54.8329
2040-08-14 | 1 | 128.4957 | 128.5295 | 26.0406 | 0.7317 | 56.1615 | 45.1743 | 45.8636 | 43.9307
2040-08-14 | 2 | 121.4865 | 120.2632 | 24.2204 | 0.6869 | 51.8255 | 41.746 | 42.3981 | 40.5883
2040-08-14 | 3 | 116.8427 | 114.2186 | 22.8591 | 0.6499 | 50.2155 | 41.3939 | 42.3786 | 40.4056
2040-08-14 | 4 | 113.8419 | 110.3544 | 22.0597 | 0.6246 | 49.2521 | 41.2237 | 42.1523 | 40.392
2040-08-14 | 5 | 112.2299 | 108.5378 | 22.1588 | 0.6079 | 49.2897 | 40.7709 | 41.7762 | 39.6002
2040-08-14 | 6 | 114.5137 | 109.2408 | 22.1904 | 0.6128 | 51.8152 | 42.57 | 43.678 | 41.4413
2040-08-14 | 7 | 123.457 | 108.0974 | 21.7667 | 0.6282 | 47.0847 | 42.9822 | 43.9427 | 41.8682
2040-08-14 | 8 | 126.5531 | 110.2954 | 21.9859 | 0.6783 | 42.035 | 37.6564 | 38.3575 | 36.74
2040-08-14 | 9 | 127.407 | 115.8911 | 22.5362 | 0.7535 | 38.7422 | 35.8957 | 36.551 | 35.981
2040-08-14 | 10 | 128.1099 | 122.1631 | 22.6341 | 0.8309 | 38.1758 | 35.2304 | 35.6475 | 33.3739
2040-08-14 | 11 | 128.2065 | 129.6835 | 22.9648 | 0.9168 | 39.0763 | 35.6026 | 35.7925 | 33.8583
2040-08-14 | 12 | 131.8728 | 137.7471 | 25.6555 | 1.0094 | 42.0616 | 37.2295 | 37.5028 | 35.4842
2040-08-14 | 13 | 137.7433 | 148.4185 | 26.8061 | 1.0842 | 51.93 | 39.81 | 42.3489 | 38.3358
2040-08-14 | 14 | 144.7278 | 159.2705 | 28.8914 | 1.1477 | 51.9023 | 44.0558 | 44.1061 | 42.013
2040-08-14 | 15 | 149.7598 | 166.0703 | 29.0441 | 1.1775 | 56.0595 | 51.0073 | 51.194 | 48.4498
2040-08-14 | 16 | 156.104 | 171.1154 | 28.7837 | 1.191 | 61.524 | 51.7878 | 51.9123 | 50.05
2040-08-14 | 17 | 166.6098 | 172.2498 | 29.1501 | 1.2276 | 64.1707 | 58.9232 | 59.7852 | 56.483
2040-08-14 | 18 | 167.8517 | 171.8628 | 29.6503 | 1.2245 | 67.0723 | 61.8892 | 62.2544 | 59.9066
2040-08-14 | 19 | 170.4001 | 167.7278 | 29.5922 | 1.1951 | 85.3572 | 79.4383 | 79.5793 | 77.9859
2040-08-14 | 20 | 168.1125 | 161.058 | 29.5805 | 1.1362 | 95.2775 | 89.8202 | 89.5345 | 89.2673
2040-08-14 | 21 | 163.6151 | 156.5322 | 29.9914 | 1.0588 | 81.2766 | 76.6036 | 77.1308 | 75.4159
2040-08-14 | 22 | 156.0407 | 149.5982 | 29.3912 | 0.9589 | 70.17 | 64.8976 | 65.7282 | 63.9274
2040-08-14 | 23 | 145.3662 | 140.191 | 28.1494 | 0.8694 | 62.5301 | 52.6592 | 53.2275 | 50.9823
2040-08-14 | 24 | 136.295 | 130.2734 | 25.9655 | 0.7908 | 57.2408 | 46.4 | 47.0957 | 45.2298
2040-08-15 | 1 | 130.1495 | 122.2798 | 23.9309 | 0.7291 | 56.2653 | 48.9254 | 49.5936 | 47.0693
2040-08-15 | 2 | 123.1692 | 114.8112 | 22.7703 | 0.6839 | 51.6259 | 44.9163 | 45.4373 | 43.5055
2040-08-15 | 3 | 118.0112 | 108.5339 | 22.1431 | 0.6422 | 49.858 | 46.0033 | 46.5167 | 44.2411
2040-08-15 | 4 | 114.4006 | 105.3552 | 21.5192 | 0.6056 | 48.5628 | 45.0302 | 45.8693 | 43.2091
2040-08-15 | 5 | 112.5514 | 103.2173 | 21.0912 | 0.5883 | 47.6523 | 44.9437 | 45.7933 | 43.1983
2040-08-15 | 6 | 112.5622 | 102.2374 | 21.0069 | 0.5833 | 49.2974 | 46.3742 | 47.5877 | 44.777
2040-08-15 | 7 | 112.9548 | 100.6157 | 20.5201 | 0.5877 | 47.5342 | 44.5072 | 45.2461 | 42.7667
2040-08-15 | 8 | 119.1807 | 102.6235 | 20.7346 | 0.6363 | 41.89 | 39.0497 | 39.4279 | 37.2991
2040-08-15 | 9 | 120.3708 | 109.7761 | 20.6899 | 0.7204 | 36.7099 | 34.2153 | 34.6935 | 33.4429
2040-08-15 | 10 | 121.2148 | 115.9256 | 20.7363 | 0.8148 | 36.8049 | 34.3433 | 34.7476 | 32.6989
2040-08-15 | 11 | 124.2708 | 122.5592 | 20.2843 | 0.9141 | 40.6708 | 37.8849 | 37.9833 | 36.4904
2040-08-15 | 12 | 126.6388 | 132.9894 | 20.9144 | 1.0089 | 43.8142 | 40.6059 | 42.4798 | 38.7074
2040-08-15 | 13 | 126.1965 | 144.3495 | 22.5564 | 1.1019 | 48.3555 | 44.5064 | 44.2671 | 42.4335
2040-08-15 | 14 | 134.1042 | 157.9288 | 24.485 | 1.1889 | 52.1005 | 48.3738 | 48.0668 | 46.2652
2040-08-15 | 15 | 143.4849 | 170.7807 | 25.1718 | 1.26 | 59.52 | 56.4641 | 56.3546 | 53.9445
2040-08-15 | 16 | 153.4947 | 181.8578 | 27.3442 | 1.3174 | 62.34 | 59.4072 | 58.8937 | 56.6017
2040-08-15 | 17 | 161.3888 | 188.9039 | 29.1956 | 1.3627 | 66.7973 | 64.0019 | 64.5688 | 60.9458
2040-08-15 | 18 | 167.6393 | 192.0388 | 30.9969 | 1.3766 | 68.2976 | 67.3949 | 67.4213 | 67.3949
2040-08-15 | 19 | 170.8786 | 188.9999 | 31.762 | 1.3278 | 93.7697 | 91.1757 | 91.8681 | 88.8126
2040-08-15 | 20 | 168.7837 | 180.9286 | 31.723 | 1.2428 | 102.5782 | 100.2963 | 79.11 | 98.1697
2040-08-15 | 21 | 165.6605 | 174.2982 | 31.5359 | 1.1508 | 83.2234 | 80.1396 | 80.4888 | 78.5767
2040-08-15 | 22 | 156.8359 | 164.7741 | 30.3033 | 1.0288 | 71.1582 | 68.5985 | 69.0928 | 66.9065
2040-08-15 | 23 | 145.3282 | 151.2045 | 28.4019 | 0.9142 | 61.3121 | 57.3636 | 57.7708 | 55.4309
2040-08-15 | 24 | 133.5504 | 138.3845 | 26.616 | 0.8144 | 56.6511 | 51.1411 | 51.5843 | 49.5089
2040-08-16 | 1 | 125.4064 | 128.3805 | 24.5698 | 0.7453 | 54.5361 | 50.3075 | 50.7222 | 49.3182
2040-08-16 | 2 | 120.8766 | 121.0666 | 23.1598 | 0.6879 | 51.5918 | 48.0394 | 48.6528 | 46.431
2040-08-16 | 3 | 117.7939 | 114.1935 | 22.3161 | 0.652 | 49.7619 | 48.3843 | 48.8283 | 46.4462
2040-08-16 | 4 | 113.4687 | 112.5567 | 22.2659 | 0.6259 | 48.6089 | 47.2392 | 47.6917 | 45.2699
2040-08-16 | 5 | 115.3948 | 112.552 | 21.824 | 0.6194 | 49.4669 | 48.3064 | 48.8282 | 46.5748
2040-08-16 | 6 | 117.0645 | 116.607 | 22.8544 | 0.6391 | 56.4931 | 54.9256 | 55.3548 | 52.3651
2040-08-16 | 7 | 126.2315 | 121.6266 | 24.0867 | 0.6713 | 57.508 | 55.4302 | 56.0617 | 52.4424
2040-08-16 | 8 | 135.2449 | 131.3454 | 25.291 | 0.7227 | 52.2956 | 49.7989 | 50.0037 | 46.5729
2040-08-16 | 9 | 142.0586 | 139.0908 | 27.2782 | 0.7916 | 45.6368 | 42.7272 | 43.6021 | 33.155
2040-08-16 | 10 | 143.1702 | 150.1262 | 26.5088 | 0.8969 | 47.0285 | 44.3957 | 44.5174 | 32.6991
2040-08-16 | 11 | 139.2995 | 159.0347 | 26.5562 | 0.9988 | 49.2241 | 46.5466 | 46.5511 | 41.94
2040-08-16 | 12 | 142.2801 | 169.5276 | 27.0116 | 1.0866 | 52.7634 | 49.6936 | 49.6845 | 32.68
2040-08-16 | 13 | 148.7363 | 179.9184 | 28.2037 | 1.1729 | 60.6639 | 57.937 | 57.7235 | 37.6504
2040-08-16 | 14 | 157.7312 | 190.0074 | 29.1641 | 1.2485 | 66.4127 | 63.182 | 62.8992 | 48.622
2040-08-16 | 15 | 166.0304 | 199.6269 | 30.7083 | 1.3047 | 70.9251 | 68.0953 | 69.716 | 50.3845
2040-08-16 | 16 | 174.1643 | 205.9041 | 32.532 | 1.3454 | 69.64 | 69.2153 | 71.8211 | 60.35
2040-08-16 | 17 | 181.0903 | 207.5512 | 33.8452 | 1.3785 | 74.2969 | 73.763 | 81.6 | 73.71
2040-08-16 | 18 | 186.4068 | 204.3013 | 35.1099 | 1.3832 | 85.4556 | 82.5309 | 83.3438 | 77.9444
2040-08-16 | 19 | 188.3855 | 195.5751 | 34.9429 | 1.3443 | 108.1511 | 105.1703 | 105.5003 | 101.0768
2040-08-16 | 20 | 183.505 | 187.424 | 34.1821 | 1.277 | 118.026 | 114.5939 | 114.28 | 112.0733
2040-08-16 | 21 | 175.9297 | 180.2647 | 33.8551 | 1.1672 | 90.8849 | 87.6453 | 86.1964 | 85.33
2040-08-16 | 22 | 166.3126 | 170.0518 | 32.1948 | 1.0423 | 79.6283 | 78.6019 | 78.9573 | 76.0666
2040-08-16 | 23 | 150.9376 | 155.7792 | 29.5322 | 0.9488 | 69.0913 | 67.1881 | 67.5366 | 63.7399
2040-08-16 | 24 | 137.3389 | 142.4571 | 27.0601 | 0.8786 | 60 | 57.4099 | 57.7341 | 55.0649
2040-08-17 | 1 | 129.7357 | 132.0855 | 25.6373 | 0.8246 | 61.441 | 59.7114 | 60.8588 | 52.1617
2040-08-17 | 2 | 122.6085 | 124.3775 | 24.2688 | 0.777 | 57.38 | 57.3562 | 58.4898 | 54.1149
2040-08-17 | 3 | 120.256 | 118.8237 | 23.0891 | 0.7372 | 54.0181 | 54.6713 | 55.7061 | 51.3166
2040-08-17 | 4 | 114.783 | 115.9153 | 22.3449 | 0.7112 | 53.3536 | 54.0157 | 55.0866 | 50.8
2040-08-17 | 5 | 114.278 | 115.8786 | 22.3543 | 0.7089 | 59.819 | 60.6366 | 61.6955 | 55.2615
2040-08-17 | 6 | 118.1575 | 120.5501 | 23.3809 | 0.7281 | 65.3941 | 66.4164 | 67.5651 | 62.3364
2040-08-17 | 7 | 124.9499 | 125.483 | 24.9306 | 0.7467 | 64.0207 | 66.0615 | 67.2214 | 52.24
2040-08-17 | 8 | 128.2413 | 132.5748 | 26.4837 | 0.7854 | 58.0789 | 59.097 | 59.5758 | 46.7896
2040-08-17 | 9 | 133.4932 | 140.06 | 27.6094 | 0.8431 | 48.49 | 49.0712 | 49.6622 | 45.0906
2040-08-17 | 10 | 133.5849 | 149.237 | 27.3242 | 0.9149 | 46.4964 | 46.8185 | 47.2573 | 37.77
2040-08-17 | 11 | 133.8645 | 154.5282 | 26.3887 | 0.9815 | 47.3985 | 49.8474 | 49.8491 | 43.8265
2040-08-17 | 12 | 136.7141 | 160.7358 | 27.5899 | 1.0446 | 51.4767 | 53.854 | 54.1524 | 47.4948
2040-08-17 | 13 | 141.4137 | 169.6416 | 27.0373 | 1.1112 | 57.0489 | 58.0633 | 58.3866 | 50.76
2040-08-17 | 14 | 142.0206 | 177.2169 | 28.1413 | 1.1694 | 61.3261 | 62.5299 | 63.1881 | 53.3339
2040-08-17 | 15 | 146.6067 | 185.7206 | 29.3739 | 1.2102 | 62.1174 | 63.8516 | 65.4857 | 58.9389
2040-08-17 | 16 | 153.7747 | 191.4784 | 31.2905 | 1.2423 | 63.1443 | 66.0401 | 84.6631 | 52.8284
2040-08-17 | 17 | 160.2675 | 192.7013 | 32.4281 | 1.2512 | 65.2363 | 67.3361 | 72.0463 | 62.093
2040-08-17 | 18 | 165.3447 | 189.5175 | 33.4352 | 1.2539 | 69.6757 | 71.7958 | 74.4266 | 67.2767
2040-08-17 | 19 | 167.7806 | 182.586 | 33.3231 | 1.2195 | 84.9766 | 88.0245 | 91.1065 | 83.5064
2040-08-17 | 20 | 164.0184 | 174.7591 | 32.8983 | 1.1534 | 100.6584 | 104.2901 | 105.8128 | 101.07
2040-08-17 | 21 | 158.8657 | 169.1085 | 32.509 | 1.069 | 85.3446 | 87.2544 | 88.889 | 84.9112
2040-08-17 | 22 | 150.3843 | 160.8867 | 31.2467 | 0.9524 | 75.9272 | 77.8928 | 79.5448 | 76.0187
2040-08-17 | 23 | 137.7845 | 147.9841 | 29.0506 | 0.8473 | 70.585 | 70.845 | 71.7757 | 67.2069
2040-08-17 | 24 | 126.484 | 137.3762 | 26.7735 | 0.7676 | 62.8802 | 63.7818 | 65.5498 | 57.9805
2040-08-18 | 1 | 119.2537 | 126.5816 | 25.0895 | 0.7105 | 51.8824 | 48.3115 | 48.35 | 46.9364
2040-08-18 | 2 | 113.9371 | 119.3998 | 23.6594 | 0.6646 | 49.3788 | 46.8154 | 46.666 | 45.9012
2040-08-18 | 3 | 111.8443 | 115.0557 | 22.8304 | 0.63 | 47.6377 | 45.3441 | 45.6406 | 44.0331
2040-08-18 | 4 | 111.802 | 112.5036 | 22.6727 | 0.6148 | 47.1196 | 44.8004 | 45.0248 | 43.8296
2040-08-18 | 5 | 111.4514 | 112.3652 | 22.6285 | 0.616 | 49.8359 | 47.3974 | 47.7664 | 46.4682
2040-08-18 | 6 | 113.0166 | 116.0156 | 23.466 | 0.6284 | 52.1891 | 49.4926 | 50.2115 | 54.63
2040-08-18 | 7 | 120.5317 | 123.086 | 25.0773 | 0.6513 | 55.5788 | 53.3955 | 54.5171 | 52.1759
2040-08-18 | 8 | 123.768 | 128.861 | 26.5818 | 0.6947 | 50.7451 | 47.3404 | 48.0208 | 45.0929
2040-08-18 | 9 | 129.26 | 135.7058 | 30.0254 | 0.7352 | 43.8157 | 40.964 | 41.7619 | 38.6906
2040-08-18 | 10 | 131.5099 | 140.2486 | 28.6216 | 0.7752 | 42.0304 | 39.7262 | 40.0885 | 37.3893
2040-08-18 | 11 | 130.7636 | 142.0512 | 28.6626 | 0.8156 | 41.4188 | 39.1802 | 39.4971 | 37.0258
2040-08-18 | 12 | 130.4816 | 141.6304 | 28.315 | 0.8554 | 41.8038 | 38.9062 | 39.4511 | 36.4257
2040-08-18 | 13 | 129.5828 | 140.9354 | 28.117 | 0.8978 | 45.2835 | 42.0202 | 42.3671 | 38.8516
2040-08-18 | 14 | 130.7617 | 141.7319 | 28.3055 | 0.9425 | 46.9432 | 43.5166 | 44.0759 | 40.1958
2040-08-18 | 15 | 136.8796 | 143.7751 | 27.7814 | 0.986 | 48.9104 | 45.03 | 45.4358 | 40.94
2040-08-18 | 16 | 142.6538 | 145.9533 | 27.6193 | 1.0062 | 50.6459 | 47.1777 | 49.4576 | 43.042
2040-08-18 | 17 | 148.578 | 146.8233 | 27.942 | 1.0177 | 50.5105 | 47.342 | 49.0956 | 44.5695
2040-08-18 | 18 | 148.6144 | 146.8747 | 29.4658 | 1.0128 | 54.6043 | 51.5512 | 52.7743 | 48.8867
2040-08-18 | 19 | 149.6487 | 146.4036 | 29.6909 | 0.9446 | 65.1038 | 62.4942 | 63.6856 | 60.3032
2040-08-18 | 20 | 148.5061 | 147.0025 | 30.1183 | 0.8772 | 76.0401 | 73.5983 | 74.0426 | 71.7759
2040-08-18 | 21 | 146.7091 | 146.5569 | 30.3475 | 0.8167 | 66.1983 | 63.1718 | 63.9198 | 61.5257
2040-08-18 | 22 | 141.0744 | 142.6065 | 29.4548 | 0.7332 | 63.2706 | 60.4884 | 60.7187 | 58.7619
2040-08-18 | 23 | 130.8883 | 132.7798 | 27.4787 | 0.6584 | 55.2857 | 51.2809 | 51.4081 | 49.3915
2040-08-18 | 24 | 121.4331 | 123.8448 | 25.3026 | 0.5869 | 55.5799 | 48.8721 | 49.3758 | 47.368
2040-08-19 | 1 | 115.0104 | 116.3295 | 24.0013 | 0.5435 | 48.5274 | 44.2415 | 44.1886 | 42.2901
2040-08-19 | 2 | 112.1901 | 110.332 | 22.8121 | 0.5098 | 47.0714 | 44.3995 | 44.1565 | 42.1096
2040-08-19 | 3 | 110.3902 | 106.7076 | 22.1272 | 0.4896 | 45.544 | 43.0951 | 43.1993 | 41.0472
2040-08-19 | 4 | 108.341 | 104.3166 | 21.6478 | 0.4856 | 45.1519 | 42.5701 | 42.4138 | 40.3309
2040-08-19 | 5 | 109.6083 | 105.1957 | 21.932 | 0.4896 | 48.3888 | 45.1612 | 45.3338 | 43.3882
2040-08-19 | 6 | 114.2239 | 109.9687 | 22.8268 | 0.5129 | 51.5341 | 49.0753 | 49.4566 | 47.3391
2040-08-19 | 7 | 122.5949 | 115.531 | 24.3435 | 0.5453 | 52.509 | 50.5735 | 51.1758 | 48.1954
2040-08-19 | 8 | 127.2439 | 121.6321 | 25.4628 | 0.5548 | 47.8634 | 45.4656 | 46.001 | 42.9467
2040-08-19 | 9 | 132.1609 | 125.6696 | 26.0629 | 0.5719 | 40.6185 | 38.0206 | 38.1345 | 35.09
2040-08-19 | 10 | 133.6286 | 129.6092 | 26.806 | 0.5995 | 39.7356 | 37.64 | 37.7093 | 35.09
2040-08-19 | 11 | 132.7248 | 132.8435 | 24.7284 | 0.6408 | 38.9085 | 36.8139 | 37.1664 | 34.2823
2040-08-19 | 12 | 131.5534 | 136.2422 | 24.1302 | 0.6954 | 39.9871 | 36.8203 | 36.6091 | 34.3955
2040-08-19 | 13 | 130.7924 | 138.3596 | 24.0835 | 0.7424 | 41.3314 | 38.1179 | 37.7475 | 29.501
2040-08-19 | 14 | 128.8336 | 143.8273 | 24.5017 | 0.8008 | 44.7743 | 39.6073 | 39.1099 | 32.44
2040-08-19 | 15 | 134.4565 | 150.1922 | 25.6728 | 0.856 | 45.3151 | 42.4766 | 42.4766 | 40.053
2040-08-19 | 16 | 140.4845 | 156.5179 | 27.3059 | 0.893 | 47.2717 | 44.2681 | 44.0359 | 39.8095
2040-08-19 | 17 | 143.9004 | 159.9823 | 28.7431 | 0.9248 | 46.7653 | 43.0147 | 43.4558 | 40.7616
2040-08-19 | 18 | 147.2951 | 160.2077 | 30.1905 | 0.9305 | 52.376 | 49.389 | 49.479 | 47.0144
2040-08-19 | 19 | 148.6431 | 156.4605 | 30.0819 | 0.8987 | 62.5589 | 59.9039 | 60.7236 | 58.4112
2040-08-19 | 20 | 147.5192 | 151.7193 | 30.2273 | 0.8457 | 72.1071 | 69.1029 | 69.612 | 66.6829
2040-08-19 | 21 | 146.1526 | 149.0902 | 30.6977 | 0.7825 | 64.5881 | 60.822 | 61.4017 | 59.2371
2040-08-19 | 22 | 140.7651 | 142.9078 | 29.0376 | 0.6924 | 62.0478 | 58.8493 | 59.2475 | 57.2788
2040-08-19 | 23 | 130.8143 | 132.5673 | 27.0186 | 0.6146 | 54.81 | 51.74 | 51.9723 | 49.4283
2040-08-19 | 24 | 121.7097 | 122.043 | 24.902 | 0.5484 | 50.7263 | 46.5627 | 46.9578 | 45.1801
2040-08-20 | 1 | 115.7319 | 113.5812 | 23.6663 | 0.5039 | 45.1516 | 42.3012 | 42.8853 | 40.8932
2040-08-20 | 2 | 113.3097 | 107.5213 | 22.4176 | 0.4679 | 44.4248 | 42.1348 | 42.5625 | 40.5568
2040-08-20 | 3 | 109.1952 | 103.8622 | 21.603 | 0.4544 | 43.3897 | 41.0646 | 41.6639 | 39.8045
2040-08-20 | 4 | 106.4393 | 101.9059 | 21.0967 | 0.4488 | 43.336 | 40.9593 | 41.4243 | 39.4079
2040-08-20 | 5 | 107.5322 | 102.9814 | 21.2328 | 0.4596 | 46.0473 | 43.5261 | 44.1617 | 42.0889
2040-08-20 | 6 | 112.1837 | 107.7153 | 22.2153 | 0.4865 | 48.962 | 46.7991 | 47.9571 | 45.3157
2040-08-20 | 7 | 120.4784 | 114.1755 | 23.822 | 0.51 | 50.5385 | 48.6336 | 50.0722 | 46.4113
2040-08-20 | 8 | 124.7881 | 120.2092 | 24.9764 | 0.5165 | 45.0821 | 42.675 | 43.6922 | 40.5178
2040-08-20 | 9 | 128.801 | 124.6556 | 26.2344 | 0.5347 | 38.9121 | 36.313 | 36.7699 | 33.854
2040-08-20 | 10 | 124.6229 | 128.6407 | 25.9212 | 0.5639 | 37.8139 | 35.1914 | 35.5915 | 30.81
2040-08-20 | 11 | 122.1801 | 129.0047 | 25.7347 | 0.6296 | 32.3612 | 30.2142 | 30.4728 | 21.256
2040-08-20 | 12 | 121.1335 | 130.8913 | 25.1772 | 0.7104 | 35.61 | 32.194 | 32.42 | 30.1534
2040-08-20 | 13 | 121.1619 | 132.0566 | 24.5298 | 0.7886 | 39.4679 | 35.4744 | 35.6315 | 26.9474
2040-08-20 | 14 | 124.9215 | 137.1921 | 24.543 | 0.8507 | 40.7729 | 36.5894 | 36.7416 | 34
2040-08-20 | 15 | 130.5783 | 144.086 | 25.0002 | 0.9023 | 43.7358 | 40.6212 | 40.8807 | 38.4486
2040-08-20 | 16 | 135.5435 | 151.7706 | 26.1033 | 0.9428 | 47.0459 | 42.8945 | 42.9523 | 40.5457
2040-08-20 | 17 | 140.2046 | 157.1666 | 26.9943 | 0.9783 | 47.7044 | 43.8599 | 44.3648 | 41.386
2040-08-20 | 18 | 143.9045 | 157.0484 | 27.7165 | 0.9827 | 54.4595 | 50.8513 | 51.7946 | 48.1672
2040-08-20 | 19 | 145.6025 | 153.448 | 27.5474 | 0.9444 | 63.1994 | 60.9399 | 62.1876 | 59.1335
2040-08-20 | 20 | 145.065 | 149.7151 | 28.0398 | 0.8883 | 69.1539 | 66.8288 | 67.8689 | 65
2040-08-20 | 21 | 144.0637 | 145.897 | 28.1518 | 0.8209 | 59.0448 | 57.0536 | 58.4724 | 52.9418
2040-08-20 | 22 | 138.7409 | 139.4056 | 27.3308 | 0.7343 | 57.656 | 55.4791 | 56.5891 | 52.8085
2040-08-20 | 23 | 130.1051 | 131.1899 | 25.7764 | 0.6644 | 52.5565 | 47.9609 | 48.7544 | 46.1583
2040-08-20 | 24 | 121.1744 | 122.1777 | 24.0334 | 0.6035 | 48.6752 | 45.4453 | 46.3506 | 43.9843
2040-08-21 | 1 | 114.8749 | 115.0952 | 22.9226 | 0.562 | 45.0163 | 43.1494 | 44.1227 | 41.52
2040-08-21 | 2 | 109.5132 | 107.8325 | 21.7236 | 0.5331 | 44.6242 | 42.2055 | 43.0897 | 40.7621
2040-08-21 | 3 | 105.7949 | 103.3544 | 20.8429 | 0.5145 | 43.2521 | 40.9323 | 41.7014 | 39.5371
2040-08-21 | 4 | 103.7917 | 100.9756 | 20.2521 | 0.5046 | 41.6183 | 39.4522 | 40.5665 | 38.1
2040-08-21 | 5 | 103.505 | 100.6208 | 20.0823 | 0.5042 | 42.9318 | 40.8623 | 41.66 | 39.8076
2040-08-21 | 6 | 105.0909 | 101.4838 | 20.2689 | 0.5168 | 47.3534 | 44.7375 | 45.6156 | 43.4916
2040-08-21 | 7 | 109.534 | 103.3101 | 20.8207 | 0.531 | 45.2317 | 42.6842 | 43.813 | 41.3138
2040-08-21 | 8 | 112.0655 | 105.2439 | 21.4704 | 0.5683 | 40.6913 | 38.4625 | 39.1106 | 37.032
2040-08-21 | 9 | 113.4662 | 108.4382 | 22.6335 | 0.6412 | 33.8024 | 31.6471 | 32.2447 | 30.2265
2040-08-21 | 10 | 111.23 | 111.2216 | 23.7082 | 0.7038 | 30.574 | 28.4528 | 28.9912 | 27.0229
2040-08-21 | 11 | 107.9007 | 111.9019 | 23.2277 | 0.7515 | 27.0116 | 25.2608 | 25.7011 | 23.9373
2040-08-21 | 12 | 105.5105 | 113.3206 | 23.4323 | 0.7922 | 27.9205 | 23.7835 | 24.0872 | 22.5048
2040-08-21 | 13 | 103.7619 | 113.5463 | 22.4519 | 0.8418 | 30.9726 | 27.2337 | 27.5866 | 20.4561
2040-08-21 | 14 | 102.9107 | 114.6615 | 20.8341 | 0.8897 | 33.7309 | 29.503 | 29.7119 | 24.28
2040-08-21 | 15 | 106.3623 | 115.8134 | 20.3587 | 0.9236 | 32.0087 | 29.9557 | 30.0883 | 24.39
2040-08-21 | 16 | 111.6651 | 117.8214 | 20.7699 | 0.9496 | 34.4655 | 32.4151 | 32.5848 | 30.8306
2040-08-21 | 17 | 123.0451 | 120.7614 | 21.9267 | 0.9612 | 38.4537 | 36.4248 | 36.6001 | 34.7464
2040-08-21 | 18 | 127.0843 | 126.2847 | 23.6811 | 0.9617 | 41.7223 | 39.5544 | 39.8745 | 37.9618
2040-08-21 | 19 | 133.1675 | 129.1311 | 24.8973 | 0.937 | 52.8306 | 51.6401 | 52.1727 | 49.703
2040-08-21 | 20 | 134.4436 | 130.9124 | 26.0176 | 0.8892 | 58.6938 | 57.3022 | 57.969 | 56.3166
2040-08-21 | 21 | 134.3014 | 129.5631 | 26.1176 | 0.8375 | 53.294 | 52.0986 | 52.5831 | 50.8242
2040-08-21 | 22 | 129.2987 | 125.0137 | 25.4928 | 0.7621 | 52.4544 | 51.1649 | 51.8277 | 49.9841
2040-08-21 | 23 | 121.7861 | 117.5827 | 24.169 | 0.6837 | 48.8532 | 47.3259 | 47.7198 | 45.6642
2040-08-21 | 24 | 114.1096 | 110.348 | 22.5704 | 0.6284 | 46.7462 | 44.7101 | 45.2854 | 43.3863
2040-08-22 | 1 | 108.848 | 105.1829 | 21.6213 | 0.592 | 41.0455 | 39.332 | 39.7692 | 37.9042
2040-08-22 | 2 | 104.1393 | 100.4806 | 20.7282 | 0.5509 | 41.26 | 39.7341 | 40.4788 | 38.6656
2040-08-22 | 3 | 100.8137 | 96.7246 | 19.9704 | 0.5219 | 40.221 | 38.7236 | 39.6023 | 37.45
2040-08-22 | 4 | 98.8204 | 94.5057 | 19.5197 | 0.5055 | 38.5164 | 37.3406 | 38.0575 | 36.3317
2040-08-22 | 5 | 98.28 | 93.1508 | 19.3488 | 0.4901 | 38.7305 | 37.3502 | 38.0156 | 36.4985
2040-08-22 | 6 | 98.7947 | 93.3747 | 19.4939 | 0.4848 | 39.3242 | 37.74 | 38.5706 | 36.3909
2040-08-22 | 7 | 100.614 | 93.4704 | 19.7443 | 0.491 | 41.6011 | 40.0463 | 40.8012 | 38.067
2040-08-22 | 8 | 104.3956 | 94.2614 | 20.3622 | 0.5166 | 38.0794 | 36.4448 | 37.0443 | 34.84
2040-08-22 | 9 | 106.6511 | 99.7116 | 21.1383 | 0.574 | 29.0521 | 27.1028 | 27.5201 | 25.904
2040-08-22 | 10 | 104.4441 | 103.0741 | 21.9967 | 0.6324 | 25.891 | 24.1244 | 24.4458 | 23.0106
2040-08-22 | 11 | 101.1788 | 104.5848 | 21.8639 | 0.7069 | 25.0517 | 23.392 | 23.6212 | 20.6847
2040-08-22 | 12 | 98.9672 | 103.2495 | 21.108 | 0.7672 | 25.0025 | 23.394 | 23.5168 | 22.2983
2040-08-22 | 13 | 102.553 | 104.0142 | 19.6217 | 0.8221 | 25.8101 | 24.0985 | 24.0539 | 22.9674
2040-08-22 | 14 | 105.9634 | 104.6777 | 18.5544 | 0.8777 | 29.0164 | 27.0844 | 27.1012 | 24.7965
2040-08-22 | 15 | 108.9137 | 110.1759 | 19.0181 | 0.9308 | 35.7763 | 33.7167 | 33.7478 | 32.0615
2040-08-22 | 16 | 116.4896 | 118.9072 | 20.4362 | 0.9752 | 36.7838 | 34.9263 | 36.6205 | 33.1086
2040-08-22 | 17 | 122.5521 | 126.7056 | 21.7409 | 1.0189 | 36.9655 | 35.5564 | 35.5311 | 33.833
2040-08-22 | 18 | 130.531 | 133.2795 | 23.8543 | 1.0351 | 44.614 | 43.2979 | 46.5298 | 40.8966
2040-08-22 | 19 | 137.1152 | 134.5771 | 25.2625 | 0.9895 | 52.7643 | 51.9631 | 52.6648 | 50.3293
2040-08-22 | 20 | 137.2566 | 133.3711 | 26.5152 | 0.9142 | 61.3388 | 60.425 | 61.4241 | 58.7071
2040-08-22 | 21 | 136.9495 | 132.2666 | 26.9281 | 0.8278 | 56.5288 | 55.2383 | 55.8863 | 53.6932
2040-08-22 | 22 | 131.1273 | 127.6587 | 25.9824 | 0.7289 | 52.7876 | 51.6496 | 52.417 | 50.355
2040-08-22 | 23 | 121.3695 | 118.9709 | 24.1768 | 0.638 | 47.9059 | 46.5566 | 47.1227 | 44.91
2040-08-22 | 24 | 112.5645 | 110.1202 | 22.2818 | 0.5682 | 43.3179 | 41.83 | 42.4124 | 40.5079
2040-08-23 | 1 | 106.357 | 103.0893 | 21.573 | 0.5154 | 46.6217 | 44.3152 | 44.9406 | 42.4255
2040-08-23 | 2 | 101.6682 | 98.7977 | 20.8406 | 0.4817 | 43.1616 | 41.18 | 41.748 | 39.6444
2040-08-23 | 3 | 98.8925 | 95.0293 | 20.4498 | 0.4591 | 42.1414 | 40.2343 | 40.8139 | 38.6889
2040-08-23 | 4 | 97.825 | 94.1201 | 20.1816 | 0.4519 | 42.0248 | 40.2226 | 40.7686 | 38.7653
2040-08-23 | 5 | 99.9079 | 95.4413 | 20.3299 | 0.4618 | 44.4016 | 42.1439 | 42.6921 | 40.5597
2040-08-23 | 6 | 105.0667 | 100.5197 | 21.0989 | 0.4912 | 49.0513 | 46.5709 | 47.1767 | 44.9824
2040-08-23 | 7 | 113.4943 | 107.0583 | 22.8916 | 0.5176 | 50.641 | 48.7645 | 49.4645 | 46.2129
2040-08-23 | 8 | 118.5033 | 111.5379 | 24.4657 | 0.5417 | 47.9795 | 45.1908 | 45.7811 | 43.0621
2040-08-23 | 9 | 119.6972 | 116.1935 | 25.8402 | 0.582 | 40.1075 | 37.7946 | 38.5177 | 35.6567
2040-08-23 | 10 | 124.32 | 120.8623 | 25.0766 | 0.632 | 38.6339 | 36.2788 | 36.652 | 24.15
2040-08-23 | 11 | 124.5426 | 123.0568 | 23.6483 | 0.7021 | 35.1811 | 33.0356 | 33.1204 | 20.1908
2040-08-23 | 12 | 118.3321 | 127.4903 | 21.6057 | 0.7738 | 36.5025 | 34.2637 | 34.313 | 24.0896
2040-08-23 | 13 | 118.6305 | 130.4664 | 20.9789 | 0.8494 | 38.0688 | 36.2131 | 36.1687 | 31.3346
2040-08-23 | 14 | 121.0371 | 133.0712 | 21.6834 | 0.9215 | 39.8175 | 37.708 | 37.6964 | 33.8743
2040-08-23 | 15 | 124.1874 | 139.7879 | 22.7893 | 0.9843 | 43.5532 | 41.6449 | 41.6703 | 37.757
2040-08-23 | 16 | 130.2866 | 147.3441 | 24.373 | 1.0253 | 45.646 | 44.2659 | 44.2077 | 41.7611
2040-08-23 | 17 | 138.4232 | 152.6193 | 26.0961 | 1.0578 | 46.6466 | 45.8022 | 45.8991 | 43.2046
2040-08-23 | 18 | 145.4046 | 154.4314 | 27.9272 | 1.0499 | 51.4595 | 50.9731 | 51.2495 | 48.536
2040-08-23 | 19 | 149.5929 | 151.4175 | 28.7909 | 1.0013 | 62.2582 | 62.91 | 63.5243 | 61.0736
2040-08-23 | 20 | 148.4696 | 149.1326 | 29.2922 | 0.9383 | 72.7016 | 73.9428 | 74.5597 | 72.2977
2040-08-23 | 21 | 146.8355 | 146.5369 | 29.2192 | 0.8615 | 61.1 | 61.2899 | 62.3287 | 56.0559
2040-08-23 | 22 | 139.8211 | 139.8995 | 27.7772 | 0.7677 | 55.5908 | 56.0882 | 56.6919 | 53.8693
2040-08-23 | 23 | 128.8952 | 128.1183 | 25.573 | 0.6826 | 51.0483 | 50.8445 | 51.4151 | 48.6281
2040-08-23 | 24 | 118.8837 | 119.1117 | 23.3315 | 0.6238 | 46.7653 | 46.7092 | 47.1999 | 44.7184
2040-08-24 | 1 | 112.0123 | 110.4243 | 22.3518 | 0.584 | 46.4938 | 45.6057 | 45.9554 | 43.7467
2040-08-24 | 2 | 107.3277 | 104.7608 | 21.2608 | 0.5514 | 44.7358 | 43.9121 | 44.2 | 41.906
2040-08-24 | 3 | 103.6692 | 100.6124 | 20.8318 | 0.5272 | 43.4257 | 42.6552 | 43.3052 | 40.9118
2040-08-24 | 4 | 102.1858 | 99.033 | 20.3119 | 0.5141 | 43.2863 | 42.3361 | 42.931 | 40.6283
2040-08-24 | 5 | 103.7891 | 99.7711 | 20.3187 | 0.5136 | 44.4147 | 43.1801 | 43.8105 | 41.4727
2040-08-24 | 6 | 108.5589 | 104.0411 | 20.7586 | 0.5355 | 49.1129 | 47.8046 | 48.5654 | 46.1911
2040-08-24 | 7 | 116.9782 | 109.7028 | 22.0383 | 0.5614 | 50.5263 | 49.4708 | 50.3812 | 46.9294
2040-08-24 | 8 | 120.5468 | 114.3055 | 22.3661 | 0.5844 | 47.0455 | 45.4918 | 46.1022 | 42.5463
2040-08-24 | 9 | 125.2141 | 117.2987 | 22.1091 | 0.6397 | 40.668 | 39.1223 | 39.437 | 33.56
2040-08-24 | 10 | 124.2606 | 120.7745 | 21.3044 | 0.7023 | 39.1055 | 37.8536 | 37.9918 | 27.62
2040-08-24 | 11 | 124.6758 | 124.4266 | 21.0168 | 0.773 | 36.16 | 34.8403 | 34.6713 | 22.1621
2040-08-24 | 12 | 120.542 | 130.4056 | 21.0209 | 0.8373 | 36.6728 | 34.2379 | 34.0026 | 23.6919
2040-08-24 | 13 | 120.8385 | 135.9551 | 21.4831 | 0.9026 | 39.3113 | 37.5472 | 37.1041 | 25.9529
2040-08-24 | 14 | 120.7887 | 142.6454 | 22.3629 | 0.9587 | 41.3491 | 39.9935 | 39.5419 | 33
2040-08-24 | 15 | 124.9761 | 151.9057 | 23.9765 | 1.0115 | 44.3644 | 43.7232 | 43.2664 | 40.4379
2040-08-24 | 16 | 130.6494 | 160.8985 | 25.5895 | 1.0552 | 46.1863 | 45.6728 | 45.4894 | 42.9171
2040-08-24 | 17 | 138.0439 | 165.4974 | 27.4807 | 1.0883 | 47.6828 | 47.4924 | 47.7066 | 44.6131
2040-08-24 | 18 | 144.8364 | 166.0387 | 29.5407 | 1.0859 | 54.453 | 54.3224 | 54.5128 | 51.3756
2040-08-24 | 19 | 149.2483 | 161.3756 | 30.0999 | 1.0359 | 65.4368 | 65.99 | 66.7474 | 64.0208
2040-08-24 | 20 | 147.9959 | 157.2501 | 30.3682 | 0.9565 | 72.7211 | 72.8376 | 73.129 | 71.1478
2040-08-24 | 21 | 146.1102 | 153.2343 | 30.0803 | 0.8766 | 62.2142 | 62.2516 | 62.75 | 60.3639
2040-08-24 | 22 | 139.3704 | 145.4136 | 28.597 | 0.7829 | 58.7642 | 58.6233 | 58.8581 | 56.7976
2040-08-24 | 23 | 128.419 | 133.6235 | 26.2364 | 0.6989 | 52.2952 | 51.4351 | 51.6217 | 49.4403
2040-08-24 | 24 | 117.9756 | 122.5231 | 23.9233 | 0.6193 | 49.3964 | 48.4921 | 48.6974 | 46.6928
2040-08-25 | 1 | 111.7038 | 114.5927 | 22.522 | 0.5684 | 47.3887 | 46.6237 | 46.7176 | 45.0375
2040-08-25 | 2 | 106.322 | 108.4406 | 21.475 | 0.5307 | 46.3731 | 45.6838 | 45.7803 | 44.2684
2040-08-25 | 3 | 103.1079 | 104.6185 | 21.0909 | 0.5063 | 46.4787 | 45.6409 | 46.3268 | 43.5787
2040-08-25 | 4 | 105.4307 | 102.3496 | 20.71 | 0.4998 | 44.9911 | 44.1715 | 44.5902 | 42.7371
2040-08-25 | 5 | 102.5511 | 102.6793 | 20.7438 | 0.5096 | 45.4636 | 44.2585 | 44.6572 | 42.8475
2040-08-25 | 6 | 107.1782 | 106.8581 | 21.227 | 0.5338 | 49.5568 | 48.0748 | 48.6793 | 46.6025
2040-08-25 | 7 | 116.1209 | 112.1224 | 22.562 | 0.5563 | 52.7024 | 51.7985 | 52.6397 | 49.275
2040-08-25 | 8 | 120.7911 | 116.275 | 23.1963 | 0.5767 | 50.1395 | 48.8344 | 49.3486 | 46.0217
2040-08-25 | 9 | 124.2934 | 124.2551 | 23.0575 | 0.6239 | 43.5991 | 41.7129 | 41.9958 | 38.9141
2040-08-25 | 10 | 123.6218 | 130.7259 | 23.5267 | 0.6594 | 43.4225 | 41.7581 | 41.9109 | 38.2977
2040-08-25 | 11 | 119.048 | 136.8495 | 23.3614 | 0.7265 | 41.8308 | 40.3533 | 40.1119 | 35.12
2040-08-25 | 12 | 113.386 | 142.8658 | 23.5547 | 0.8234 | 42.7353 | 40.8358 | 40.7655 | 37.8779
2040-08-25 | 13 | 115.1529 | 148.6463 | 23.9356 | 0.9015 | 44.6274 | 43.3314 | 43.0867 | 40.5005
2040-08-25 | 14 | 116.7165 | 161.6355 | 25.4456 | 0.9814 | 47.6594 | 47.1101 | 46.8685 | 44.2861
2040-08-25 | 15 | 122.9585 | 174.5203 | 27.6088 | 1.0519 | 49.9439 | 50.2257 | 50.2313 | 46.6761
2040-08-25 | 16 | 130.8529 | 183.4235 | 30.1105 | 1.0871 | 51.8734 | 52.9183 | 53.0496 | 49.3267
2040-08-25 | 17 | 142.3678 | 187.948 | 31.9606 | 1.1307 | 54.7378 | 55.9498 | 56.2769 | 52.3
2040-08-25 | 18 | 147.0708 | 188.8417 | 34.1658 | 1.1328 | 59.0835 | 62.5468 | 64.1769 | 59.0105
2040-08-25 | 19 | 152.3526 | 183.2206 | 34.4831 | 1.092 | 76.0726 | 77.7507 | 78.6929 | 75.1452
2040-08-25 | 20 | 151.1281 | 175.5024 | 33.8039 | 1.0258 | 76.5861 | 80.7811 | 79.352 | 76.2112
2040-08-25 | 21 | 148.2117 | 168.9106 | 33.0428 | 0.9491 | 63.8545 | 64.913 | 65.7715 | 63.0799
2040-08-25 | 22 | 140.731 | 159.2912 | 31.2166 | 0.8505 | 60.6827 | 61.9049 | 62.2979 | 59.6387
2040-08-25 | 23 | 129.4647 | 145.2097 | 28.6158 | 0.7563 | 51.3263 | 51.6454 | 51.5528 | 48.9947
2040-08-25 | 24 | 119.1855 | 133.0726 | 26.0009 | 0.6784 | 49.9809 | 49.2187 | 49.2385 | 47.0359
2040-08-26 | 1 | 112.8384 | 123.2268 | 24.7822 | 0.6201 | 48.4398 | 47.8684 | 48.6674 | 46.0538
2040-08-26 | 2 | 107.8077 | 115.46 | 23.7479 | 0.5792 | 47.04 | 46.5962 | 47.7782 | 44.0486
2040-08-26 | 3 | 106.22 | 110.3881 | 22.4854 | 0.5534 | 46.7206 | 47.3853 | 48.2621 | 44.6323
2040-08-26 | 4 | 102.4593 | 107.4432 | 21.7431 | 0.5407 | 47.554 | 47.7018 | 48.5791 | 44.9079
2040-08-26 | 5 | 103.8165 | 106.8379 | 21.5635 | 0.5455 | 47.7651 | 48.1637 | 49.2751 | 45.02
2040-08-26 | 6 | 108.4991 | 110.1394 | 21.9709 | 0.5648 | 51.3424 | 51.7503 | 52.6745 | 48.8316
2040-08-26 | 7 | 116.6806 | 116.1551 | 23.2019 | 0.581 | 54.4024 | 55.0772 | 56.2182 | 51.3735
2040-08-26 | 8 | 120.1019 | 123.5599 | 25.2706 | 0.6084 | 51.8603 | 52.3036 | 52.9345 | 48.1165
2040-08-26 | 9 | 123.0044 | 132.8068 | 25.6802 | 0.6399 | 44.9296 | 44.8533 | 45.1586 | 38.16
2040-08-26 | 10 | 124.1563 | 139.4541 | 25.0123 | 0.6937 | 43.8504 | 43.6973 | 43.8417 | 40.3891
2040-08-26 | 11 | 120.6652 | 144.3265 | 24.8232 | 0.7878 | 44.58 | 44.5934 | 44.7807 | 41.3116
2040-08-26 | 12 | 115.8045 | 155.082 | 26.5367 | 0.8789 | 47.3213 | 47.4588 | 47.8429 | 43.6651
2040-08-26 | 13 | 117.9811 | 166.977 | 27.4469 | 0.9521 | 49.1461 | 50.1306 | 50.3563 | 46.108
2040-08-26 | 14 | 123.5077 | 180.7366 | 29.2012 | 1.0182 | 53.0243 | 54.8096 | 55.0245 | 50.7737
2040-08-26 | 15 | 131.512 | 192.7866 | 31.081 | 1.0688 | 56.5591 | 58.5939 | 58.6491 | 53.7901
2040-08-26 | 16 | 141.9856 | 200.9872 | 33.1574 | 1.1098 | 59.6885 | 65.2825 | 65.6716 | 60.072
2040-08-26 | 17 | 152.6414 | 206.4154 | 36.56 | 1.1384 | 60.3292 | 66.3178 | 70.4849 | 61.1819
2040-08-26 | 18 | 160.6522 | 204.675 | 38.2522 | 1.1386 | 71.1793 | 81.752 | 82.6458 | 76.2183
2040-08-26 | 19 | 165.1363 | 197.2335 | 37.4564 | 1.086 | 91.8091 | 110.4322 | 110.746 | 104.2786
2040-08-26 | 20 | 161.7649 | 187.946 | 36.407 | 0.9747 | 101.0681 | 113.8218 | 114.9554 | 109.5046
2040-08-26 | 21 | 157.6112 | 178.7032 | 35.2295 | 0.8589 | 81.025 | 83.3431 | 84.5145 | 80.2305
2040-08-26 | 22 | 149.2478 | 166.4808 | 32.7782 | 0.7552 | 70.9641 | 73.555 | 74.5348 | 70.4496
2040-08-26 | 23 | 136.397 | 150.9218 | 29.7962 | 0.6526 | 57.9529 | 58.1156 | 58.7997 | 53.3169
2040-08-26 | 24 | 124.4052 | 137.4001 | 26.7126 | 0.5671 | 57.027 | 57.4624 | 58.1678 | 51.3147
2040-08-27 | 1 | 117.0878 | 127.4631 | 24.9367 | 0.5156 | 54.5435 | 55.0158 | 56.1789 | 49.8628
2040-08-27 | 2 | 111.3404 | 118.7785 | 23.3236 | 0.4787 | 51.1805 | 52.3374 | 52.9397 | 49.3576
2040-08-27 | 3 | 106.8215 | 112.3248 | 21.9476 | 0.4552 | 50.2888 | 51.2346 | 52.1809 | 48.1475
2040-08-27 | 4 | 105.1028 | 108.3793 | 21.2062 | 0.4494 | 49.7516 | 50.9946 | 52.0341 | 47.9091
2040-08-27 | 5 | 108.6813 | 107.94 | 21.1333 | 0.4587 | 49.9819 | 51.1659 | 52.1394 | 48.4853
2040-08-27 | 6 | 110.4402 | 111.9822 | 22.0648 | 0.482 | 53.6644 | 54.0044 | 55.5211 | 51.0111
2040-08-27 | 7 | 117.9932 | 115.4206 | 23.0903 | 0.5094 | 56.9121 | 58.3111 | 59.9473 | 54.4408
2040-08-27 | 8 | 121.2571 | 119.6399 | 22.9228 | 0.5238 | 54.614 | 54.7236 | 56.4944 | 51.5932
2040-08-27 | 9 | 130.9059 | 127.6932 | 23.7112 | 0.5611 | 46.7547 | 46.3538 | 47.3979 | 43.0585
2040-08-27 | 10 | 129.0257 | 135.045 | 23.9403 | 0.5914 | 45.4998 | 45.3044 | 46.1724 | 42.2459
2040-08-27 | 11 | 130.548 | 144.2978 | 24.1642 | 0.6612 | 46.9521 | 46.891 | 47.68 | 43.5662
2040-08-27 | 12 | 130.8132 | 154.7149 | 25.7195 | 0.7508 | 48.8115 | 49.6259 | 55.03 | 45.7615
2040-08-27 | 13 | 132.8554 | 167.8138 | 26.7986 | 0.8632 | 55.25 | 56.2686 | 57.3948 | 52.2707
2040-08-27 | 14 | 141.001 | 179.8021 | 28.768 | 0.9722 | 61.2984 | 61.1698 | 61.329 | 56.181
2040-08-27 | 15 | 152.1261 | 191.293 | 30.5858 | 1.0632 | 64.9837 | 65.809 | 66.69 | 60.6086
2040-08-27 | 16 | 163.5474 | 201.3958 | 32.8831 | 1.1152 | 65.6945 | 84.2241 | 86.721 | 77.5483
2040-08-27 | 17 | 173.6503 | 206.3766 | 34.8211 | 1.153 | 66.4887 | 84.6938 | 91.2204 | 83.0518
2040-08-27 | 18 | 180.0036 | 203.8848 | 36.3406 | 1.1565 | 79.6666 | 101.6931 | 102.8474 | 99.0902
2040-08-27 | 19 | 181.8791 | 197.0977 | 36.1067 | 1.1085 | 127.5301 | 150 | 150.0245 | 147.3655
2040-08-27 | 20 | 177.0601 | 187.4837 | 34.5724 | 1.0028 | 116.472 | 120.3432 | 122.2761 | 119.099
2040-08-27 | 21 | 169.1563 | 179.0044 | 33.1033 | 0.8845 | 93.4968 | 93.3856 | 93.4266 | 92.6454
2040-08-27 | 22 | 159.7147 | 167.0929 | 31.329 | 0.7857 | 81.8921 | 81.7899 | 81.79 | 81.3856
2040-08-27 | 23 | 146.4027 | 152.3962 | 28.8534 | 0.6901 | 61.4465 | 61.3532 | 61.6356 | 57.679
2040-08-27 | 24 | 133.9612 | 138.9788 | 26.2814 | 0.6072 | 58.99 | 58.9778 | 59.1219 | 56.6051
2040-08-28 | 1 | 125.2064 | 127.3091 | 24.4371 | 0.5447 | 54.5628 | 54.0285 | 54.912 | 50.8139
2040-08-28 | 2 | 117.9505 | 118.3718 | 22.9325 | 0.5022 | 52.3122 | 51.8143 | 53.3045 | 48.9569
2040-08-28 | 3 | 114.1797 | 112.5421 | 21.9664 | 0.4764 | 51.412 | 51.1011 | 53.0014 | 47.9631
2040-08-28 | 4 | 109.5993 | 108.0225 | 21.3168 | 0.4628 | 51.1589 | 51.4806 | 53.3992 | 48.4869
2040-08-28 | 5 | 107.5611 | 105.7558 | 20.964 | 0.4594 | 51.5823 | 51.604 | 53.6018 | 48.9059
2040-08-28 | 6 | 108.2234 | 105.9155 | 21.124 | 0.4727 | 52.4431 | 53.5916 | 54.2562 | 48.8881
2040-08-28 | 7 | 110.167 | 106.4557 | 21.4073 | 0.4889 | 52.929 | 53.5257 | 61.5066 | 48.35
2040-08-28 | 8 | 114.3324 | 107.1964 | 21.6626 | 0.5117 | 49.6798 | 49.4453 | 56.8089 | 45.7093
2040-08-28 | 9 | 123.6749 | 113.9603 | 21.4288 | 0.5673 | 40.0872 | 39.5337 | 50.4716 | 35.72
2040-08-28 | 10 | 125.3755 | 120.0779 | 21.1632 | 0.6289 | 40.2545 | 39.5054 | 50.4968 | 35.73
2040-08-28 | 11 | 128.326 | 129.3054 | 20.3099 | 0.7267 | 43.6437 | 42.8405 | 51.7763 | 40.1284
2040-08-28 | 12 | 131.6524 | 139.1378 | 20.7249 | 0.8442 | 48.2617 | 47.7341 | 49.8863 | 44.4441
2040-08-28 | 13 | 132.9092 | 149.5552 | 23.6784 | 0.9494 | 51.6981 | 51.7653 | 63.0298 | 48.3602
2040-08-28 | 14 | 142.1796 | 159.8342 | 24.5763 | 1.0546 | 56.8064 | 56.3994 | 66.6458 | 52.5437
2040-08-28 | 15 | 154.0636 | 170.0099 | 25.2663 | 1.1341 | 65.2824 | 64.7373 | 70.9714 | 59.9282
2040-08-28 | 16 | 166.3569 | 178.702 | 25.9546 | 1.1789 | 78.999 | 79.9929 | 84.103 | 73.6084
2040-08-28 | 17 | 174.9779 | 183.7282 | 27.6407 | 1.2108 | 79.3257 | 80.6136 | 80.6721 | 74.6463
2040-08-28 | 18 | 182.0628 | 182.7283 | 29.2006 | 1.217 | 95.1434 | 97.0961 | 96.7883 | 90.6993
2040-08-28 | 19 | 183.6022 | 175.8003 | 29.8522 | 1.1635 | 137.5729 | 140.0307 | 139.9666 | 133.807
2040-08-28 | 20 | 177.358 | 167.3753 | 29.7601 | 1.0582 | 115.2129 | 117.1306 | 117.1422 | 113.8414
2040-08-28 | 21 | 169.4149 | 159.588 | 29.389 | 0.9438 | 87.2886 | 87.2414 | 87.004 | 88.9126
2040-08-28 | 22 | 159.2667 | 150.7047 | 28.1432 | 0.8361 | 78.8975 | 81.1192 | 81.928 | 77.6362
2040-08-28 | 23 | 145.6307 | 139.2228 | 26.3712 | 0.7417 | 65.5294 | 65.2755 | 65.8213 | 62.6361
2040-08-28 | 24 | 134.1806 | 128.7239 | 24.4545 | 0.6588 | 61.9489 | 61.3905 | 61.9572 | 58.9693
2040-08-29 | 1 | 124.3527 | 119.408 | 22.9897 | 0.5995 | 59.0877 | 58.5162 | 59.1599 | 55.9633
2040-08-29 | 2 | 116.4253 | 112.6014 | 21.6518 | 0.565 | 55.6045 | 55.3989 | 56.711 | 53.1978
2040-08-29 | 3 | 111.2803 | 107.4845 | 20.7956 | 0.5371 | 53.3936 | 53.5705 | 55.8527 | 51.5665
2040-08-29 | 4 | 112.07 | 104.0095 | 20.2137 | 0.5192 | 51.9129 | 52.7315 | 54.4355 | 50.6372
2040-08-29 | 5 | 108.1987 | 102.3408 | 19.9614 | 0.5084 | 53.1402 | 53.8101 | 55.4891 | 51.6827
2040-08-29 | 6 | 108.112 | 102.8851 | 20.0988 | 0.5111 | 52.8716 | 53.4126 | 55.1172 | 51.4675
2040-08-29 | 7 | 109.0825 | 100.4242 | 20.0718 | 0.5241 | 52.5491 | 53.1508 | 54.8221 | 50.9776
2040-08-29 | 8 | 112.8345 | 100.0156 | 20.128 | 0.5546 | 49.6661 | 49.3837 | 50.5969 | 47.0597
2040-08-29 | 9 | 119.4113 | 106.8277 | 20.0232 | 0.6303 | 41.2784 | 40.2171 | 40.9924 | 35.89
2040-08-29 | 10 | 119.4016 | 112.8119 | 19.6643 | 0.7225 | 42.2378 | 41.2537 | 41.9417 | 34.12
2040-08-29 | 11 | 120.821 | 122.1144 | 19.3901 | 0.8375 | 44.8081 | 43.9744 | 44.6174 | 41.4913
2040-08-29 | 12 | 125.5351 | 131.7489 | 20.7272 | 0.9595 | 50.1842 | 50.0389 | 50.8308 | 47.0365
2040-08-29 | 13 | 126.5983 | 144.4868 | 23.4047 | 1.0679 | 50.748 | 55.436 | 57.8828 | 45.8122
2040-08-29 | 14 | 134.0083 | 155.9697 | 25.0236 | 1.1371 | 54.4792 | 54.6756 | 54.8284 | 48.9242
2040-08-29 | 15 | 143.8726 | 168.4247 | 28.1234 | 1.1973 | 64.7117 | 66.5319 | 90.151 | 59.2728
2040-08-29 | 16 | 153.61 | 175.5849 | 28.6509 | 1.243 | 72.6516 | 78.2836 | 94.0874 | 71.4884
2040-08-29 | 17 | 163.713 | 180.17 | 27.4098 | 1.2712 | 78.5031 | 80.4977 | 92.7464 | 74.0494
2040-08-29 | 18 | 172.004 | 180.9699 | 28.2122 | 1.2679 | 88.9299 | 90.3565 | 100.8518 | 84.5378
2040-08-29 | 19 | 174.8147 | 176.7501 | 28.9666 | 1.2138 | 138.3948 | 140.5621 | 143.866 | 136.3657
2040-08-29 | 20 | 169.77 | 171.4927 | 29.4207 | 1.1047 | 115.6975 | 116.7403 | 118.0904 | 113.855
2040-08-29 | 21 | 163.272 | 165.1085 | 29.1442 | 0.9945 | 87.6068 | 88.0471 | 88.5562 | 85.3082
2040-08-29 | 22 | 152.2431 | 155.6071 | 28.0536 | 0.8777 | 76.8586 | 77.781 | 78.8748 | 75.2139
2040-08-29 | 23 | 138.3558 | 143.226 | 26.0603 | 0.7725 | 65.0305 | 64.0963 | 64.7878 | 62.2853
2040-08-29 | 24 | 126.2126 | 131.2357 | 23.9931 | 0.699 | 60.0572 | 59.9906 | 61.0899 | 57.8642
2040-08-30 | 1 | 119.9447 | 122.0562 | 23.0535 | 0.6701 | 51.2639 | 50.9 | 51.6047 | 49.2762
2040-08-30 | 2 | 118.3007 | 114.9402 | 21.7867 | 0.6407 | 51.0369 | 51.3295 | 52.7921 | 48.9345
2040-08-30 | 3 | 116.4443 | 110.2019 | 21.3821 | 0.6118 | 49.2985 | 49.4769 | 51.2834 | 47.2997
2040-08-30 | 4 | 116.0009 | 107.6025 | 20.9939 | 0.5908 | 49.1595 | 49.3719 | 51.1876 | 47.6235
2040-08-30 | 5 | 115.1068 | 107.604 | 21.2041 | 0.5798 | 49.356 | 49.84 | 51.8007 | 48.4616
2040-08-30 | 6 | 112.21 | 112.7678 | 22.2929 | 0.5946 | 51.8471 | 52.499 | 54.6605 | 50.5543
2040-08-30 | 7 | 120.6007 | 120.3719 | 24.1742 | 0.6199 | 58.1782 | 59.0707 | 61.3045 | 54.63
2040-08-30 | 8 | 131.9766 | 126.1034 | 25.8667 | 0.6488 | 55.3527 | 55.1947 | 57.6504 | 51.7811
2040-08-30 | 9 | 136.2807 | 133.5118 | 26.5341 | 0.7205 | 49.6382 | 49.1038 | 50.9643 | 42.48
2040-08-30 | 10 | 134.913 | 138.7893 | 26.7447 | 0.814 | 49.5656 | 49.2241 | 50.7681 | 39.69
2040-08-30 | 11 | 134.6121 | 146.7679 | 24.9938 | 0.9212 | 49.9538 | 49.8589 | 51.2026 | 35.3729
2040-08-30 | 12 | 137.0996 | 155.6164 | 22.367 | 1.0247 | 52.0419 | 52.277 | 54.5117 | 38.03
2040-08-30 | 13 | 141.4246 | 164.1478 | 23.208 | 1.1063 | 54.7403 | 55.0479 | 55.6745 | 43.5078
2040-08-30 | 14 | 146.6711 | 172.9509 | 23.9347 | 1.1799 | 62.5825 | 63.6755 | 63.4165 | 48.785
2040-08-30 | 15 | 156.6386 | 179.7969 | 25.2349 | 1.2368 | 66.828 | 67.4188 | 67.0563 | 50.5968
2040-08-30 | 16 | 167.3014 | 185.1883 | 26.7439 | 1.2729 | 74.4298 | 79.993 | 79.4572 | 72.7947
2040-08-30 | 17 | 177.1469 | 184.9237 | 28.3122 | 1.2771 | 79.1283 | 79.7806 | 83 | 74.4667
2040-08-30 | 18 | 183.1444 | 185.3143 | 29.998 | 1.2521 | 93.2551 | 93.9301 | 95.3739 | 89.3925
2040-08-30 | 19 | 183.5029 | 176.2546 | 30.1014 | 1.1935 | 125.0994 | 125.0651 | 125.0616 | 125
2040-08-30 | 20 | 176.3951 | 168.7544 | 30.5012 | 1.1111 | 109.6835 | 111.5236 | 113.02 | 109.5948
2040-08-30 | 21 | 168.2521 | 162.034 | 29.9172 | 1.0273 | 90.7107 | 91.7163 | 93.4166 | 89.824
2040-08-30 | 22 | 156.7319 | 151.9613 | 28.6754 | 0.9412 | 73.0248 | 73.0002 | 72.9815 | 73
2040-08-30 | 23 | 141.8237 | 140.5147 | 26.5654 | 0.8507 | 65.8396 | 65.9978 | 66.5187 | 63.6372
2040-08-30 | 24 | 129.7443 | 129.6393 | 24.3499 | 0.7734 | 59.6842 | 60.4967 | 61.4227 | 58.2276
2040-08-31 | 1 | 121.652 | 121.3719 | 23.4576 | 0.7164 | 54.013 | 53.1347 | 53.7131 | 51.3083
2040-08-31 | 2 | 115.1401 | 114.8924 | 21.8789 | 0.6745 | 51.4809 | 51.6979 | 52.6642 | 49.7654
2040-08-31 | 3 | 109.7541 | 111.0957 | 21.4527 | 0.6468 | 51.2131 | 51.4498 | 52.8391 | 49.618
2040-08-31 | 4 | 107.3265 | 108.0327 | 20.8295 | 0.6393 | 51.211 | 51.3704 | 52.6967 | 49.6123
2040-08-31 | 5 | 107.7492 | 108.9616 | 20.9696 | 0.6469 | 51.2075 | 51.2075 | 52.6498 | 49.5087
2040-08-31 | 6 | 112.786 | 113.5786 | 21.8632 | 0.6661 | 52.9647 | 52.7491 | 54.3499 | 50.8198
2040-08-31 | 7 | 120.1394 | 120.3511 | 23.5657 | 0.6908 | 55.9437 | 56.4738 | 58.38 | 53.8064
2040-08-31 | 8 | 125.1995 | 125.1507 | 25.0781 | 0.712 | 51.8882 | 52.422 | 54.1646 | 49.6797
2040-08-31 | 9 | 127.6626 | 131.9652 | 26.2264 | 0.7552 | 48.3948 | 47.9394 | 49.5017 | 45.2786
2040-08-31 | 10 | 129.3587 | 133.8461 | 27.018 | 0.8227 | 48.7537 | 48.3341 | 49.5269 | 45.8006
2040-08-31 | 11 | 129.9227 | 136.2808 | 26.8922 | 0.8774 | 48.2849 | 47.921 | 48.9879 | 45.2991
2040-08-31 | 12 | 129.2328 | 138.3016 | 26.4952 | 0.945 | 49.1505 | 48.75 | 49.6986 | 46.0169
2040-08-31 | 13 | 132.0328 | 139.1584 | 26.9323 | 1.0012 | 51.9587 | 51.6684 | 52.243 | 48.57
2040-08-31 | 14 | 136.6109 | 143.2213 | 25.3652 | 1.0523 | 53.9196 | 53.7853 | 54.5405 | 51.8856
2040-08-31 | 15 | 143.4456 | 147.5579 | 23.7321 | 1.0996 | 55.3295 | 55.9487 | 56.8194 | 53.0501
2040-08-31 | 16 | 152.565 | 151.9572 | 24.3395 | 1.1402 | 59.781 | 59.9194 | 62.28 | 57.1985
2040-08-31 | 17 | 158.2219 | 153.4997 | 24.8905 | 1.1674 | 62.34 | 62.8308 | 64.0266 | 60.308
2040-08-31 | 18 | 162.9881 | 155.5906 | 26.7389 | 1.1358 | 71.1864 | 72.5445 | 73.8728 | 70.0288
2040-08-31 | 19 | 164.682 | 152.1603 | 27.9258 | 1.0616 | 92.0045 | 93.2773 | 94.9032 | 90.6667
2040-08-31 | 20 | 160.2411 | 150.6593 | 28.637 | 0.9989 | 85.1442 | 86.5647 | 87.9508 | 84.7912
2040-08-31 | 21 | 154.6359 | 147.4131 | 28.102 | 0.9324 | 73.1019 | 73.957 | 75.1364 | 72.5048
2040-08-31 | 22 | 145.4219 | 140.6779 | 27.058 | 0.8557 | 67.0271 | 67.6274 | 68.565 | 65.8804
2040-08-31 | 23 | 132.3773 | 131.2174 | 25.0507 | 0.7838 | 61.1307 | 60.5948 | 61.3865 | 59.3952
2040-08-31 | 24 | 121.1303 | 121.4091 | 23.264 | 0.723 | 54.9512 | 55.0173 | 56.2733 | 53.8108