## Line
From Number | From Name | To Number | To Name | Circuit | Status | Branch Device Type | Xfrmr | R | X | B | Lim A MVA | Lim B MVA | Lim C MVA
1 | One | 2 | Two | 1 | Closed | Line | NO | 0 | 0.06 | 0.5 | 150 | 150 | 150
1 | One | 3 | Three | 1 | Closed | Line | NO | 0 | 0.24 | 0.05 | 150 | 150 | 150
2 | Two | 3 | Three | 1 | Closed | Line | NO | 0 | 0.18 | 0.04 | 120 | 120 | 120
2 | Two | 4 | Four | 1 | Closed | Line | NO | 0 | 0.18 | 0.04 | 100 | 100 | 100
2 | Two | 5 | Five | 1 | Closed | Line | NO | 0 | 0.12 | 0.03 | 200 | 100 | 100
3 | Three | 4 | Four | 1 | Closed | Line | NO | 0 | 0.03 | 0.02 | 222 | 100 | 100
4 | Four | 5 | Five | 1 | Closed | Line | NO | 0 | 0.24 | 0.05 | 60 | 100 | 100

## Load
Number of Bus | Name of Bus | Area Name of Load | Zone Name of Load | ID | Status | MW | Mvar | MVA | S MW | S Mvar | Price | Original MW | Original Mvar | Original MVA | Original S MW | Original S Mvar
2 | Two | Top | 1 | 1 | Closed | [6 empty] | 40 | 19.6 | 44.54 | 40 | 20
3 | Three | Top | 1 | 1 | Closed | [6 empty] | 150 | 39.2 | 155.04 | 150 | 40
4 | Four | Top | 1 | 1 | Closed | [6 empty] | 80 | 29.4 | 85.23 | 80 | 30
5 | Five | Top | 1 | 1 | Closed | [6 empty] | 130 | 39.2 | 135.78 | 130 | 40

## Gen
Number of Bus | Name of Bus | ID | Status | Gen MW | Gen Mvar | Set Volt | AGC | AVR | Min MW | Max MW | Type | Installed MW | Min Mvar | Max Mvar | Cost Model | Part. Factor | Original Gen MW | Original Gen Mvar | Original Max MW
1 | One | 1 | Closed |  |  | 1.05 | YES | YES | 0 | Multiply Installed MW by Normalized Profile | Solar | 896.29 | -9900 | 9900 | None | 1 | 144.67 | 15.31 | 400
2 | Two | 1 | Closed |  |  | 1.04 | YES | YES | 0 | Multiply Installed MW by Normalized Profile | Wind | 421.87 | -9900 | 9900 | None | 1 | 183.25 | 71.64 | 500
4 | Four | 1 | Closed |  |  | 1 | YES | YES | 0 | Multiply Installed MW by Normalized Profile | Large Hydro | 179.89 | -9900 | 9900 | None | 1 | 72.08 | 6.62 | 300

## Bus
Number | Name | Area Name | Nom kV | PU Volt | Volt (kV) | Angle (Deg) | Load MW | Load Mvar | Gen MW | Gen Mvar | Switched Shunts Mvar | Act G Shunt MW | Act B Shunt Mvar | Area Num | Zone Num
1 | One | Top | 138 | 1.05 | 144.9 | 7.45 |  |  | 0 | 0 |  | 0 | 0 | 1 | 1
2 | Two | Top | 138 | 1.04 | 143.52 | 4.89 | 0 | 0 | 0 | 0 |  | 0 | 0 | 1 | 1
3 | Three | Top | 138 | 1.0004 | 138.056 | -0.87 | 0 | 0 |  |  |  | 0 | 0 | 1 | 1
4 | Four | Top | 138 | 1 | 138 | -0.38 | 0 | 0 | 0 | 0 |  | 0 | 0 | 1 | 1
5 | Five | Top | 138 | 0.99191 | 136.883 | -2.68 | 0 | 0 |  |  |  | 0 | 0 | 1 | 1

## YBus
Number | Name | Bus 1 | Bus 2 | Bus 3 | Bus 4 | Bus 5
1 | One | 0.00 - j20.56 | -0.00 + j16.67 | -0.00 + j4.17
2 | Two | -0.00 + j16.67 | 0.00 - j35.81 | -0.00 + j5.56 | -0.00 + j5.56 | -0.00 + j8.33
3 | Three | -0.00 + j4.17 | -0.00 + j5.56 | 0.00 - j43.00 | -0.00 + j33.33
4 | Four |  | -0.00 + j5.56 | -0.00 + j33.33 | 0.00 - j43.00 | -0.00 + j4.17
5 | Five |  | -0.00 + j8.33 |  | -0.00 + j4.17 | 0.00 - j12.46

## LoadProfiles
Date | HE | Load2 | Load3 | Load4 | Load5 | Price2 | Price3 | Price4 | Price5
2040-01-01 | 1 | 96.4463 | 96.8468 | 20.4295 | 0.74968 | 34.988 | 34.4226 | 34.8528 | 33.1358
2040-01-01 | 2 | 92.5245 | 93.1538 | 19.3996 | 0.75012 | 33.0663 | 32.3993 | 32.7622 | 31.3529
2040-01-01 | 3 | 89.7765 | 90.1384 | 18.6201 | 0.76598 | 34.2866 | 33.47 | 33.8174 | 32.3996
2040-01-01 | 4 | 88.2985 | 88.8372 | 18.2931 | 0.78424 | 33.52 | 32.7913 | 33.1424 | 31.7612
2040-01-01 | 5 | 88.4555 | 88.5199 | 18.315 | 0.81843 | 34.8667 | 34.0101 | 34.3919 | 32.7441
2040-01-01 | 6 | 90.5478 | 90.1693 | 18.8911 | 0.88039 | 37.7666 | 36.63 | 36.9903 | 34.8954
2040-01-01 | 7 | 94.7568 | 92.4119 | 19.7292 | 0.93742 | 41.4212 | 39.9984 | 40.3089 | 37.8021
2040-01-01 | 8 | 96.6989 | 91.3154 | 19.8959 | 0.95978 | 39.2162 | 37.5822 | 37.9734 | 35.603
2040-01-01 | 9 | 94.1791 | 88.8533 | 18.2988 | 0.8888 | 29.8665 | 27.9338 | 28.0925 | 26.3444
2040-01-01 | 10 | 89.816 | 85.698 | 16.7325 | 0.7934 | 22.53 | 20.6337 | 20.6724 | 19.135
2040-01-01 | 11 | 86.1933 | 82.765 | 15.4201 | 0.72285 | 16.9544 | 15.5441 | 15.5894 | 14.3733
2040-01-01 | 12 | 84.2301 | 80.9793 | 14.5829 | 0.64594 | 14.8222 | 13.5882 | 13.6108 | 12.5169
2040-01-01 | 13 | 84.0721 | 80.1516 | 14.5377 | 0.60609 | 13 | 11.932 | 11.9594 | 10.8664
2040-01-01 | 14 | 85.1141 | 81.5656 | 15.2222 | 0.57172 | 12.3736 | 11.3992 | 11.4442 | 10.4812
2040-01-01 | 15 | 87.874 | 84.0946 | 16.8742 | 0.55961 | 18.0984 | 16.8686 | 16.982 | 15.7402
2040-01-01 | 16 | 92.6912 | 88.963 | 18.4631 | 0.57155 | 30.4989 | 29.0739 | 29.4428 | 27.7918
2040-01-01 | 17 | 102.3613 | 97.582 | 21.6687 | 0.64811 | 41.6003 | 40.7437 | 41.3661 | 38.087
2040-01-01 | 18 | 114.3046 | 110.5675 | 25.093 | 0.75543 | 58.9004 | 58.2205 | 57.7659 | 45.52
2040-01-01 | 19 | 115.7551 | 112.054 | 25.2383 | 0.78636 | 50.4493 | 49.8076 | 49.6404 | 41.8327
2040-01-01 | 20 | 114.4945 | 111.2557 | 24.5697 | 0.8158 | 48.0187 | 47.3748 | 47.3984 | 40.3857
2040-01-01 | 21 | 111.5137 | 109.5554 | 23.9249 | 0.82454 | 46.233 | 45.6495 | 46.0612 | 41.4655
2040-01-01 | 22 | 107.7897 | 107.1738 | 22.7628 | 0.82332 | 43.0129 | 42.4703 | 42.9574 | 40.1459
2040-01-01 | 23 | 101.6775 | 102.114 | 21.6086 | 0.80724 | 38.7891 | 38.1814 | 38.5583 | 36.3585
2040-01-01 | 24 | 95.6464 | 96.6439 | 19.9014 | 0.80372 | 36.4746 | 36.0611 | 36.714 | 34.4033
2040-01-02 | 1 | 92.4759 | 93.9093 | 19.1879 | 0.80568 | 34.1546 | 33.7426 | 34.4694 | 32.3782
2040-01-02 | 2 | 88.8343 | 91.1016 | 18.3726 | 0.82511 | 32.5699 | 32.2039 | 32.7675 | 31.2159
2040-01-02 | 3 | 86.736 | 88.9231 | 17.8582 | 0.85825 | 33.0436 | 32.7311 | 33.2508 | 31.6063
2040-01-02 | 4 | 85.8384 | 87.9484 | 17.8958 | 0.89399 | 32.8001 | 32.3993 | 32.8653 | 31.4346
2040-01-02 | 5 | 86.3983 | 88.6281 | 17.897 | 0.95179 | 33.2349 | 32.7273 | 33.1821 | 31.7055
2040-01-02 | 6 | 88.6632 | 90.679 | 18.521 | 1.0035 | 35.9373 | 35.2651 | 35.731 | 33.9205
2040-01-02 | 7 | 93.0655 | 93.6683 | 19.4049 | 1.0614 | 39.7784 | 38.929 | 39.316 | 36.7061
2040-01-02 | 8 | 96.3627 | 94.2803 | 20.2349 | 1.0912 | 35.7889 | 34.7632 | 35.2531 | 33.2723
2040-01-02 | 9 | 97.0195 | 93.6789 | 19.9308 | 1.0269 | 28.1964 | 26.7427 | 27.0499 | 25.4371
2040-01-02 | 10 | 98.3883 | 90.1083 | 18.1653 | 0.89865 | 21.52 | 20.0076 | 20.1174 | 18.1191
2040-01-02 | 11 | 99.7029 | 87.395 | 17.1876 | 0.78874 | 18.26 | 16.8486 | 16.8977 | 15.1897
2040-01-02 | 12 | 100.943 | 86.0441 | 16.2496 | 0.69541 | 15.7148 | 14.5479 | 14.5932 | 13.1363
2040-01-02 | 13 | 100.7496 | 86.2797 | 16.0861 | 0.62585 | 13.0096 | 12.0068 | 11.9968 | 10.8293
2040-01-02 | 14 | 101.751 | 88.0047 | 16.5435 | 0.59384 | 13.8661 | 12.8113 | 12.7966 | 11.4992
2040-01-02 | 15 | 101.7095 | 91.4832 | 17.6907 | 0.57349 | 16.8391 | 15.5457 | 15.5715 | 14.0651
2040-01-02 | 16 | 104.0471 | 95.2531 | 19.8313 | 0.57088 | 29.7914 | 28.0926 | 28.3093 | 26.4327
2040-01-02 | 17 | 110.0176 | 101.7385 | 21.7636 | 0.65974 | 41.7985 | 40.8723 | 41.509 | 38.6026
2040-01-02 | 18 | 119.9929 | 113.4184 | 25.0495 | 0.75838 | 55.4769 | 54.754 | 55.83 | 51.8185
2040-01-02 | 19 | 120.8753 | 114.4293 | 25.5489 | 0.79109 | 49.2903 | 48.5562 | 49.0726 | 44.86
2040-01-02 | 20 | 117.1555 | 113.3234 | 25.226 | 0.81262 | 45.748 | 45.4104 | 46.1996 | 43.1023
2040-01-02 | 21 | 113.0697 | 110.4218 | 24.1526 | 0.82943 | 44.659 | 44.4628 | 45.2745 | 41.7822
2040-01-02 | 22 | 108.8176 | 107.329 | 23.3153 | 0.8355 | 41.175 | 40.9367 | 41.6228 | 39.1085
2040-01-02 | 23 | 102.5923 | 102.2874 | 21.6929 | 0.81949 | 38.1909 | 37.7506 | 38.2441 | 36.27
2040-01-02 | 24 | 95.9643 | 97.4106 | 20.2164 | 0.82014 | 35.4217 | 35.1533 | 35.9304 | 34.0299
2040-01-03 | 1 | 92.0741 | 93.5057 | 19.4233 | 0.82748 | 31.6525 | 30.8221 | 31.4059 | 29.9854
2040-01-03 | 2 | 88.3672 | 90.046 | 18.5642 | 0.83625 | 31.6549 | 30.7879 | 31.2339 | 29.9179
2040-01-03 | 3 | 86.1257 | 87.7209 | 17.9631 | 0.84693 | 31.4428 | 30.6307 | 31.0368 | 29.611
2040-01-03 | 4 | 85.0524 | 86.6471 | 17.9801 | 0.86021 | 31.3742 | 30.4317 | 30.8328 | 29.5029
2040-01-03 | 5 | 85.677 | 87.2047 | 17.9501 | 0.88396 | 31.8274 | 30.7807 | 31.2182 | 29.7369
2040-01-03 | 6 | 87.413 | 88.9729 | 18.3951 | 0.93288 | 34.4519 | 33.5717 | 34.0067 | 32.4401
2040-01-03 | 7 | 90.6805 | 91.4081 | 19.2722 | 0.98519 | 38.1432 | 37.0389 | 37.591 | 35.42
2040-01-03 | 8 | 93.8366 | 91.9143 | 19.4196 | 1.0168 | 34.3671 | 33.09 | 33.582 | 31.6074
2040-01-03 | 9 | 94.4002 | 92.6172 | 19.3136 | 0.93958 | 27.6797 | 26.1278 | 26.4366 | 24.8685
2040-01-03 | 10 | 92.9873 | 89.7478 | 17.6749 | 0.8355 | 21.4995 | 19.8107 | 19.9363 | 17.9531
2040-01-03 | 11 | 91.4771 | 87.4907 | 16.3013 | 0.73374 | 17.1489 | 15.8334 | 15.9058 | 14.3117
2040-01-03 | 12 | 90.3864 | 86.7715 | 14.6199 | 0.65921 | 15.8514 | 14.7324 | 14.7979 | 13.2778
2040-01-03 | 13 | 90.3016 | 85.5617 | 14.1376 | 0.61144 | 15.6414 | 14.5516 | 14.6299 | 13.0744
2040-01-03 | 14 | 91.1446 | 86.8974 | 15.0688 | 0.5794 | 15.2032 | 13.8385 | 13.9029 | 12.6118
2040-01-03 | 15 | 92.9087 | 88.6208 | 16.6036 | 0.5679 | 19.2237 | 17.555 | 17.6815 | 16.1422
2040-01-03 | 16 | 97.9835 | 92.3429 | 18.7542 | 0.57008 | 31.6329 | 30.1571 | 30.6848 | 28.791
2040-01-03 | 17 | 105.9025 | 100.1132 | 22.1525 | 0.65069 | 42.1166 | 41.0304 | 41.8004 | 39.0909
2040-01-03 | 18 | 117.9446 | 112.998 | 25.6139 | 0.74997 | 61.2965 | 60.299 | 61.2175 | 57.4647
2040-01-03 | 19 | 119.0845 | 114.9478 | 25.8207 | 0.7687 | 53.4606 | 52.7066 | 53.3746 | 49.7864
2040-01-03 | 20 | 116.4892 | 113.7242 | 25.2103 | 0.77907 | 47.28 | 46.6506 | 47.2565 | 44.4665
2040-01-03 | 21 | 113.0009 | 111.185 | 24.129 | 0.77849 | 44.243 | 43.864 | 44.4413 | 41.9603
2040-01-03 | 22 | 107.8007 | 107.524 | 23.2421 | 0.76008 | 40.1677 | 39.74 | 40.3556 | 38.5529
2040-01-03 | 23 | 100.9883 | 102.4206 | 21.3248 | 0.7313 | 38.0319 | 37.3836 | 37.8661 | 36.4148
2040-01-03 | 24 | 94.0553 | 96.9968 | 19.8732 | 0.72693 | 34.7874 | 34.5308 | 35.2245 | 33.5318
2040-01-04 | 1 | 90.147 | 92.372 | 19.1478 | 0.7327 | 31.1618 | 30.8639 | 31.469 | 30.0107
2040-01-04 | 2 | 87.9055 | 90.0516 | 18.3831 | 0.73922 | 30.8778 | 30.6501 | 31.2132 | 29.8191
2040-01-04 | 3 | 86.4845 | 88.6338 | 18.0442 | 0.75236 | 30.3808 | 30.1718 | 30.6958 | 29.7508
2040-01-04 | 4 | 86.0775 | 89.0764 | 18.0166 | 0.79532 | 30.4885 | 30.3 | 30.8199 | 29.6128
2040-01-04 | 5 | 88.3337 | 92.0956 | 18.6191 | 0.84805 | 31.9252 | 31.5379 | 32.1664 | 30.6968
2040-01-04 | 6 | 93.9483 | 98.2469 | 20.0439 | 0.91822 | 37.8227 | 37.5963 | 38.4113 | 36.4794
2040-01-04 | 7 | 103.1857 | 107.0359 | 22.4928 | 1.0059 | 48.8453 | 48.9386 | 49.9074 | 45.02
2040-01-04 | 8 | 109.6304 | 110.4347 | 24.0388 | 1.0354 | 54.9464 | 54.5244 | 57.3315 | 38.7866
2040-01-04 | 9 | 112.495 | 111.4957 | 23.2928 | 0.95158 | 37.7357 | 36.8022 | 36.8583 | 28.335
2040-01-04 | 10 | 111.8348 | 107.5372 | 20.7145 | 0.83397 | 31.856 | 31.0104 | 31.3262 | 29.0329
2040-01-04 | 11 | 113.1852 | 103.8569 | 18.6552 | 0.7385 | 31.6303 | 30.7512 | 31.1316 | 27.1301
2040-01-04 | 12 | 113.6847 | 102.1409 | 17.8677 | 0.65644 | 29.8971 | 28.876 | 29.0667 | 25.5234
2040-01-04 | 13 | 113.4616 | 101.5842 | 17.6048 | 0.62004 | 27.1693 | 26.2991 | 26.4699 | 23.1619
2040-01-04 | 14 | 110.9652 | 102.2388 | 18.9676 | 0.5881 | 26.4561 | 25.6162 | 25.8346 | 22.3737
2040-01-04 | 15 | 108.6347 | 103.5069 | 20.8128 | 0.5771 | 28.7389 | 28.7763 | 28.2606 | 24.9674
2040-01-04 | 16 | 109.7058 | 105.6815 | 22.6679 | 0.59272 | 33.044 | 33.3298 | 33.5282 | 30.5435
2040-01-04 | 17 | 114.318 | 110.9691 | 25.049 | 0.63183 | 41.3033 | 42.1673 | 42.5825 | 38.9175
2040-01-04 | 18 | 124.6127 | 121.5523 | 27.4451 | 0.72759 | 62.8262 | 63.0027 | 65.2814 | 47.9216
2040-01-04 | 19 | 125.8218 | 122.4701 | 27.469 | 0.74071 | 64.271 | 64.3547 | 67.2969 | 42.23
2040-01-04 | 20 | 122.4142 | 120.6005 | 26.4886 | 0.74468 | 50.6221 | 50.953 | 52.8606 | 39.9734
2040-01-04 | 21 | 118.2269 | 116.6852 | 25.299 | 0.72628 | 46.5958 | 46.9993 | 48.7996 | 37.3376
2040-01-04 | 22 | 112.2021 | 112.7858 | 24.1498 | 0.71734 | 39.9447 | 39.9967 | 40.6082 | 36.9657
2040-01-04 | 23 | 105.7549 | 106.6183 | 22.0367 | 0.69869 | 34.9063 | 34.7286 | 35.2897 | 33.4112
2040-01-04 | 24 | 99.0618 | 100.9614 | 20.3796 | 0.69093 | 32.8484 | 32.4788 | 33.1689 | 31.828
2040-01-05 | 1 | 94.8007 | 97.1756 | 19.5059 | 0.69327 | 29.5111 | 28.6207 | 28.9342 | 27.7458
2040-01-05 | 2 | 91.7824 | 94.1249 | 18.8158 | 0.70829 | 28.5159 | 27.7492 | 28.0694 | 26.9234
2040-01-05 | 3 | 90.1376 | 92.228 | 18.1967 | 0.73867 | 27.4206 | 26.6673 | 26.9859 | 25.9301
2040-01-05 | 4 | 90.0427 | 91.7419 | 18.195 | 0.79938 | 27.6339 | 26.8317 | 27.1879 | 26.16
2040-01-05 | 5 | 92.8707 | 94.3297 | 18.5592 | 0.86316 | 28.6702 | 27.7163 | 28.0145 | 26.9987
2040-01-05 | 6 | 98.9054 | 99.7901 | 19.9476 | 0.95638 | 32.5198 | 31.5605 | 32.19 | 30.9062
2040-01-05 | 7 | 108.0771 | 107.7738 | 22.2312 | 1.0657 | 42.6743 | 41.6038 | 42.0333 | 39.4006
2040-01-05 | 8 | 115.8141 | 112.8746 | 23.9573 | 1.0752 | 53.0654 | 50.94 | 49.9905 | 37.8299
2040-01-05 | 9 | 115.837 | 112.9068 | 24.2046 | 0.96438 | 34.5809 | 32.9632 | 32.8431 | 28.81
2040-01-05 | 10 | 110.1801 | 110.3577 | 22.026 | 0.84525 | 29.109 | 27.3128 | 27.2362 | 23.4
2040-01-05 | 11 | 104.309 | 105.7077 | 20.3948 | 0.74366 | 26.0007 | 24.535 | 24.5123 | 21.69
2040-01-05 | 12 | 98.9367 | 102.8111 | 19.645 | 0.67143 | 24.8975 | 23.3942 | 23.3388 | 19.84
2040-01-05 | 13 | 96.1712 | 101.8962 | 19.3999 | 0.61582 | 23.5696 | 22.2238 | 22.1486 | 19.84
2040-01-05 | 14 | 97.4594 | 102.426 | 19.8877 | 0.58511 | 23.9899 | 22.8324 | 22.8207 | 17.8843
2040-01-05 | 15 | 101.1342 | 104.5242 | 21.0937 | 0.57676 | 27.4837 | 26.098 | 26.0873 | 21.25
2040-01-05 | 16 | 107.8137 | 108.1096 | 22.5433 | 0.57537 | 39.7316 | 38.4713 | 36.4544 | 22.5409
2040-01-05 | 17 | 113.9901 | 112.5756 | 24.2977 | 0.63448 | 46.3602 | 46.824 | 45.64 | 38.7492
2040-01-05 | 18 | 124.4681 | 122.4846 | 27.4788 | 0.72019 | 68.3049 | 67.8552 | 63.7966 | 33.8076
2040-01-05 | 19 | 126.5727 | 123.1948 | 27.5765 | 0.75951 | 62.3809 | 61.6553 | 58.4807 | 35.8809
2040-01-05 | 20 | 123.6811 | 121.6936 | 26.775 | 0.76631 | 53.7453 | 53.4557 | 51.7785 | 37.7661
2040-01-05 | 21 | 119.8819 | 118.2935 | 25.6933 | 0.76813 | 45.6789 | 45.3739 | 44.5395 | 36.5339
2040-01-05 | 22 | 114.6579 | 114.1426 | 24.5667 | 0.76575 | 39.8294 | 39.2563 | 39.3156 | 36.9459
2040-01-05 | 23 | 107.7429 | 108.5443 | 22.5668 | 0.751 | 34.4759 | 34.4709 | 34.4672 | 34.47
2040-01-05 | 24 | 100.0586 | 101.9479 | 20.7303 | 0.75479 | 33.7478 | 33.2949 | 33.9457 | 32.3355
2040-01-06 | 1 | 95.7032 | 96.99 | 20.0112 | 0.69327 | 30.1729 | 29.3782 | 29.9318 | 28.4346
2040-01-06 | 2 | 92.7891 | 94.3688 | 19.4817 | 0.70829 | 29.4945 | 28.5663 | 29.0652 | 27.696
2040-01-06 | 3 | 91.7375 | 92.7092 | 18.8234 | 0.73867 | 29.1633 | 28.2934 | 28.7814 | 27.6445
2040-01-06 | 4 | 91.7998 | 92.3091 | 18.755 | 0.79938 | 29.5764 | 28.7085 | 29.2007 | 28.0708
2040-01-06 | 5 | 94.6881 | 94.7135 | 19.2555 | 0.86316 | 31.0728 | 30.0201 | 30.5297 | 29.1902
2040-01-06 | 6 | 101.2522 | 101.0501 | 20.7285 | 0.95638 | 36.6843 | 35.69 | 36.3408 | 34.6017
2040-01-06 | 7 | 110.6387 | 109.7128 | 23.1314 | 1.0657 | 43.5716 | 42.8158 | 43.3204 | 38.8111
2040-01-06 | 8 | 118.2973 | 114.8887 | 24.6654 | 1.0752 | 51.6345 | 49.9342 | 49.7975 | 39.6444
2040-01-06 | 9 | 119.8467 | 116.607 | 23.8895 | 0.96438 | 35.7868 | 33.8475 | 34.6254 | 31.7533
2040-01-06 | 10 | 118.4783 | 111.8421 | 22.017 | 0.84525 | 31.6108 | 28.779 | 29.212 | 26.0095
2040-01-06 | 11 | 115.2699 | 108.1863 | 20.1477 | 0.74366 | 29.3764 | 26.538 | 26.7449 | 23.8169
2040-01-06 | 12 | 112.4782 | 105.7751 | 19.2744 | 0.67143 | 27.0934 | 25.0318 | 25.2058 | 22.4525
2040-01-06 | 13 | 112.9584 | 104.9001 | 19.5412 | 0.61582 | 25.5757 | 23.6687 | 23.6564 | 21.3163
2040-01-06 | 14 | 112.4439 | 106.6842 | 19.3388 | 0.58511 | 25.7284 | 24 | 24.0693 | 21.3821
2040-01-06 | 15 | 110.5741 | 108.6691 | 20.1398 | 0.57676 | 29.2266 | 26.9771 | 27.0437 | 24.222
2040-01-06 | 16 | 110.3908 | 109.9099 | 21.5141 | 0.57537 | 34.0757 | 32.2401 | 32.4483 | 30.3158
2040-01-06 | 17 | 114.578 | 113.7318 | 24.5704 | 0.63448 | 46.6847 | 45.6142 | 45.6117 | 40.1848
2040-01-06 | 18 | 126.5465 | 122.3499 | 27.1652 | 0.72019 | 62.2233 | 61.2968 | 59.9272 | 45.8054
2040-01-06 | 19 | 128.3748 | 122.9189 | 27.2758 | 0.75951 | 54.126 | 53.0653 | 52.4509 | 42.7151
2040-01-06 | 20 | 125.2253 | 120.0676 | 26.3906 | 0.76631 | 48.101 | 46.9887 | 47.1773 | 40.5035
2040-01-06 | 21 | 121.1808 | 117.3336 | 25.2354 | 0.76813 | 42.0226 | 41.0714 | 41.6703 | 38.1746
2040-01-06 | 22 | 115.801 | 113.678 | 24.2113 | 0.76575 | 38.9856 | 37.9329 | 38.1327 | 36.3271
2040-01-06 | 23 | 108.0249 | 107.6913 | 22.2777 | 0.751 | 35.3217 | 34.5669 | 35.0351 | 33.4906
2040-01-06 | 24 | 100.7334 | 101.0413 | 20.7598 | 0.75479 | 32.9375 | 31.9837 | 32.3471 | 31.2506
2040-01-07 | 1 | 96.204 | 96.681 | 19.7034 | 0.75653 | 29.8082 | 28.9561 | 29.5117 | 28.1668
2040-01-07 | 2 | 93.0565 | 93.3016 | 18.9012 | 0.79015 | 29.1938 | 28.2105 | 28.6549 | 27.4795
2040-01-07 | 3 | 91.6625 | 91.485 | 18.4685 | 0.82814 | 28.2304 | 27.2897 | 27.7306 | 26.58
2040-01-07 | 4 | 91.962 | 92.7647 | 18.4166 | 0.86249 | 28.8368 | 27.8091 | 28.2654 | 27.3296
2040-01-07 | 5 | 94.1748 | 95.6481 | 18.9265 | 0.92555 | 31.0432 | 30.0856 | 30.5943 | 29.5227
2040-01-07 | 6 | 100.2614 | 101.5167 | 20.2559 | 1.0374 | 36.647 | 35.2512 | 35.7464 | 34.4366
2040-01-07 | 7 | 109.6286 | 110.2886 | 22.621 | 1.1275 | 46.9355 | 45.3002 | 48.4398 | 39.2126
2040-01-07 | 8 | 117.7423 | 114.654 | 24.0757 | 1.1382 | 48.5305 | 46.3433 | 46.7272 | 37.8617
2040-01-07 | 9 | 121.1259 | 115.4763 | 22.5113 | 1.0118 | 36.0479 | 34.0901 | 34.1635 | 31.1392
2040-01-07 | 10 | 117.5822 | 113.4414 | 20.4218 | 0.95406 | 32.1739 | 29.9495 | 29.9774 | 26.3864
2040-01-07 | 11 | 113.6766 | 110.3851 | 18.6207 | 0.84114 | 30.0776 | 27.6693 | 27.6578 | 24.3172
2040-01-07 | 12 | 109.4054 | 109.6574 | 17.4772 | 0.75508 | 28.0233 | 25.8079 | 25.8159 | 22.7908
2040-01-07 | 13 | 105.6449 | 107.7829 | 18.6247 | 0.73062 | 25.9773 | 24.1385 | 24.1584 | 21.3999
2040-01-07 | 14 | 102.4262 | 107.9514 | 17.9373 | 0.69892 | 26.3632 | 24.595 | 24.6229 | 21.7921
2040-01-07 | 15 | 102.6199 | 108.8501 | 19.1373 | 0.69573 | 29.3709 | 27.6962 | 27.8725 | 25.058
2040-01-07 | 16 | 107.4159 | 110.7504 | 21.1878 | 0.70551 | 33.4316 | 31.964 | 32.1727 | 30.3453
2040-01-07 | 17 | 114.2858 | 114.0651 | 23.9145 | 0.76271 | 44.7281 | 43.4467 | 43.1929 | 36.9258
2040-01-07 | 18 | 126.295 | 122.7384 | 26.7634 | 0.84067 | 60.472 | 58.6334 | 57.6005 | 43.5425
2040-01-07 | 19 | 128.2671 | 123.442 | 26.874 | 0.86166 | 55.0136 | 53.033 | 52.2993 | 40.4933
2040-01-07 | 20 | 125.286 | 121.3032 | 26 | 0.87221 | 48.416 | 46.52 | 46.3394 | 39.7317
2040-01-07 | 21 | 121.4661 | 119.0542 | 24.9181 | 0.88306 | 43.1406 | 41.2662 | 41.3057 | 37.4268
2040-01-07 | 22 | 116.646 | 114.8714 | 23.6223 | 0.88122 | 39.4458 | 37.3854 | 37.3442 | 35.0351
2040-01-07 | 23 | 109.4511 | 108.6767 | 21.8496 | 0.85736 | 36.6217 | 35.1193 | 35.033 | 32.508
2040-01-07 | 24 | 101.9365 | 102.5467 | 20.27 | 0.85824 | 33.4783 | 32.0754 | 32.337 | 31.1041
2040-01-08 | 1 | 96.8132 | 97.7307 | 19.5327 | 0.85891 | 32.5008 | 31.3874 | 31.7128 | 30.4686
2040-01-08 | 2 | 94.0224 | 94.5602 | 18.8928 | 0.87578 | 31.3429 | 30.2512 | 30.5372 | 29.3378
2040-01-08 | 3 | 92.1831 | 92.7955 | 18.4262 | 0.9062 | 30.8516 | 29.9258 | 30.1747 | 29.0577
2040-01-08 | 4 | 91.6451 | 92.6197 | 18.3593 | 0.94133 | 31.098 | 30.0207 | 30.2953 | 29.1509
2040-01-08 | 5 | 93.8104 | 94.8424 | 18.8669 | 1.0027 | 31.7712 | 30.6248 | 30.8803 | 29.9987
2040-01-08 | 6 | 99.5553 | 100.8425 | 20.4219 | 1.081 | 37.5331 | 36.1135 | 36.5107 | 35.6943
2040-01-08 | 7 | 109.1131 | 109.2673 | 22.4529 | 1.1645 | 46.6546 | 44.8226 | 44.8838 | 40.4082
2040-01-08 | 8 | 117.2203 | 113.9525 | 24.1525 | 1.1887 | 47.3745 | 45.3905 | 45.7742 | 40.3557
2040-01-08 | 9 | 119.5296 | 115.6186 | 23.2552 | 1.0613 | 35.6796 | 34.0703 | 34.457 | 30.7512
2040-01-08 | 10 | 117.1371 | 113.4155 | 20.6558 | 0.91922 | 31.7559 | 29.9636 | 30.1453 | 26.7241
2040-01-08 | 11 | 113.5251 | 109.4031 | 18.7814 | 0.81801 | 27.2368 | 25.7821 | 25.8085 | 22.5193
2040-01-08 | 12 | 110.4933 | 106.1127 | 17.6143 | 0.69825 | 24.8503 | 23.477 | 23.4457 | 20.3157
2040-01-08 | 13 | 107.6278 | 103.9361 | 17.2016 | 0.63796 | 22.3473 | 21.0999 | 21.0804 | 18.2
2040-01-08 | 14 | 104.2255 | 104.2118 | 18.2114 | 0.60708 | 20.4775 | 19.277 | 19.2453 | 16.5969
2040-01-08 | 15 | 102.9257 | 105.4731 | 19.144 | 0.57781 | 22.7993 | 21.5719 | 21.594 | 18.8612
2040-01-08 | 16 | 106.1085 | 106.6983 | 21.1598 | 0.57204 | 28.9918 | 27.537 | 27.6441 | 25.9012
2040-01-08 | 17 | 112.3166 | 110.925 | 23.9886 | 0.63036 | 40.2307 | 38.79 | 39.1689 | 37.1637
2040-01-08 | 18 | 123.0201 | 119.4616 | 26.1326 | 0.74363 | 49.5544 | 47.9747 | 48.5939 | 45.6394
2040-01-08 | 19 | 125.0777 | 120.8403 | 26.3796 | 0.77927 | 45.0202 | 43.1313 | 43.532 | 40.9739
2040-01-08 | 20 | 122.3708 | 118.9547 | 25.629 | 0.80388 | 40.7865 | 39.1616 | 39.4131 | 36.9298
2040-01-08 | 21 | 118.8718 | 116.7196 | 24.7099 | 0.82068 | 38.5045 | 36.7464 | 36.9417 | 34.778
2040-01-08 | 22 | 114.2566 | 113.1892 | 23.8744 | 0.83721 | 36.8344 | 35.1077 | 35.2369 | 33.7113
2040-01-08 | 23 | 107.6495 | 108.177 | 22.1395 | 0.84597 | 33.8098 | 32.1533 | 32.5584 | 31.0236
2040-01-08 | 24 | 100.8768 | 101.7008 | 20.616 | 0.84305 | 32.4912 | 31.0965 | 31.6143 | 30.0957
2040-01-09 | 1 | 96.6515 | 96.6538 | 19.7181 | 0.84447 | 32.9631 | 31.4693 | 32.1583 | 30.9703
2040-01-09 | 2 | 93.1788 | 92.9421 | 19.0259 | 0.85528 | 31.6907 | 30.1555 | 30.7424 | 29.7508
2040-01-09 | 3 | 91.9844 | 91.2327 | 18.5915 | 0.86366 | 30.3504 | 28.9321 | 29.4503 | 28.6419
2040-01-09 | 4 | 91.0685 | 90.5293 | 18.3908 | 0.8578 | 30.4701 | 29 | 29.493 | 28.7476
2040-01-09 | 5 | 92.2912 | 91.3124 | 18.6145 | 0.87451 | 31.7451 | 30.1683 | 30.6877 | 29.8344
2040-01-09 | 6 | 95.3761 | 94.7715 | 19.3672 | 0.91262 | 36.3335 | 34.3438 | 34.9858 | 33.9451
2040-01-09 | 7 | 100.3486 | 99.6481 | 20.5798 | 0.98226 | 41.1676 | 38.9946 | 39.783 | 38.1862
2040-01-09 | 8 | 104.9986 | 100.8143 | 21.6508 | 0.97405 | 39.8416 | 37.7153 | 38.548 | 36.4566
2040-01-09 | 9 | 105.5235 | 100.2719 | 19.889 | 0.89527 | 32.0648 | 29.2182 | 29.7443 | 27.686
2040-01-09 | 10 | 101.9976 | 98.6845 | 18.6886 | 0.83157 | 28.6854 | 24.7083 | 25.7318 | 19.8925
2040-01-09 | 11 | 97.564 | 95.9636 | 17.13 | 0.75028 | 23.4767 | 20.4226 | 21.143 | 14.4722
2040-01-09 | 12 | 93.1747 | 92.9499 | 15.9817 | 0.69033 | 20.1814 | 18.1461 | 18.1536 | 11.5067
2040-01-09 | 13 | 91.5071 | 91.6328 | 15.8072 | 0.63578 | 15.5819 | 13.9637 | 13.4939 | 9.23
2040-01-09 | 14 | 90.8502 | 91.2373 | 16.0518 | 0.60387 | 14.5239 | 13.056 | 13.091 | 8.5954
2040-01-09 | 15 | 92.5872 | 92.2529 | 17.4906 | 0.59765 | 20.142 | 17.6121 | 18.2671 | 12.028
2040-01-09 | 16 | 98.5284 | 96.2516 | 19.518 | 0.60914 | 29.66 | 27.7017 | 28.3714 | 26.254
2040-01-09 | 17 | 106.7974 | 101.5652 | 22.2807 | 0.68409 | 38.0535 | 36.0834 | 36.8948 | 34.7492
2040-01-09 | 18 | 117.6797 | 112.1146 | 25.3463 | 0.77359 | 55.8152 | 52.643 | 52.5597 | 43.8706
2040-01-09 | 19 | 120.6077 | 114.3686 | 25.2855 | 0.78609 | 50.589 | 47.9512 | 48.0461 | 40.5365
2040-01-09 | 20 | 118.2165 | 113.5271 | 24.6844 | 0.79995 | 44.0037 | 41.4531 | 41.5035 | 37.0382
2040-01-09 | 21 | 115.3521 | 112.0155 | 23.9573 | 0.81056 | 41.0674 | 39.2031 | 39.538 | 37.7841
2040-01-09 | 22 | 111.4133 | 108.3204 | 22.9085 | 0.8065 | 39.3003 | 37.4385 | 37.8523 | 35.8526
2040-01-09 | 23 | 105.1899 | 103.6648 | 21.4851 | 0.79822 | 35.3103 | 33.6748 | 34.0122 | 32.5626
2040-01-09 | 24 | 99.0102 | 98.5725 | 20.0735 | 0.80019 | 33.7236 | 32.0238 | 32.329 | 31.5447
2040-01-10 | 1 | 95.7314 | 94.4907 | 19.2928 | 0.81666 | 33.65 | 32.0403 | 32.3386 | 31.6829
2040-01-10 | 2 | 92.7227 | 91.0648 | 18.5511 | 0.85218 | 32.2198 | 30.798 | 30.993 | 30.43
2040-01-10 | 3 | 90.6885 | 89.187 | 18.1049 | 0.87672 | 32.9329 | 31.5412 | 32.0148 | 31.2255
2040-01-10 | 4 | 90.057 | 88.4253 | 17.8826 | 0.90449 | 32.3961 | 30.9995 | 31.4555 | 30.7683
2040-01-10 | 5 | 90.6937 | 88.7613 | 18.016 | 0.94593 | 32.5901 | 30.8234 | 31.2723 | 30.621
2040-01-10 | 6 | 92.8506 | 90.307 | 18.5569 | 1.0207 | 35.3785 | 33.8801 | 34.3542 | 33.5964
2040-01-10 | 7 | 96.3946 | 93.7625 | 19.4803 | 1.0912 | 40.7627 | 38.4403 | 39.0654 | 38.0328
2040-01-10 | 8 | 99.8527 | 93.7506 | 19.8114 | 1.11 | 36.7839 | 34.322 | 34.9117 | 33.5262
2040-01-10 | 9 | 100.1371 | 92.2309 | 18.9303 | 1.0321 | 30.5048 | 27.7075 | 28.3021 | 26.5483
2040-01-10 | 10 | 98.0107 | 89.7709 | 17.6018 | 0.89623 | 24.8249 | 21.394 | 22.3087 | 19.0254
2040-01-10 | 11 | 95.4721 | 87.7221 | 15.9408 | 0.77943 | 17.8187 | 15.3238 | 15.8616 | 11.9473
2040-01-10 | 12 | 92.3888 | 88.6943 | 14.9525 | 0.68475 | 15.14 | 13.4735 | 13.0288 | 10.7739
2040-01-10 | 13 | 91.3409 | 90.3849 | 15.2832 | 0.62236 | 11.8784 | 10.5478 | 10.1367 | 7.9405
2040-01-10 | 14 | 89.7553 | 89.2719 | 16.7434 | 0.58463 | 9.8636 | 8.7678 | 8.7431 | 6.1438
2040-01-10 | 15 | 92.5065 | 88.8141 | 18.9303 | 0.57081 | 16.5169 | 14.2423 | 14.7081 | 11.6059
2040-01-10 | 16 | 98.7186 | 92.5705 | 20.6608 | 0.5757 | 27.6902 | 25.1608 | 25.3469 | 24.1554
2040-01-10 | 17 | 107.4521 | 98.62 | 22.9127 | 0.64953 | 37.5459 | 35.3751 | 35.8085 | 34.5883
2040-01-10 | 18 | 118.8228 | 110.6156 | 25.7384 | 0.76302 | 52.9147 | 49.8187 | 50.4297 | 48.8175
2040-01-10 | 19 | 120.9291 | 112.3692 | 25.619 | 0.79744 | 51.6295 | 48.192 | 48.64 | 47.0494
2040-01-10 | 20 | 118.2698 | 111.0638 | 24.9495 | 0.81855 | 43.8074 | 41.0645 | 41.1549 | 39.5091
2040-01-10 | 21 | 114.7572 | 109.1483 | 24.3311 | 0.83736 | 41.9841 | 39.1345 | 39.1662 | 37.8304
2040-01-10 | 22 | 110.421 | 106.4429 | 22.9812 | 0.83632 | 39.3985 | 37.0317 | 37.164 | 35.8402
2040-01-10 | 23 | 103.1124 | 101.6828 | 21.347 | 0.82111 | 35.0668 | 33.2139 | 33.3569 | 32.5735
2040-01-10 | 24 | 96.214 | 96.3352 | 19.8417 | 0.81619 | 33.1515 | 31.5621 | 31.8852 | 31.1938
2040-01-11 | 1 | 91.8151 | 92.701 | 19.1049 | 0.84981 | 32.1525 | 30.6163 | 30.6494 | 30.2194
2040-01-11 | 2 | 89.0808 | 90.1616 | 18.527 | 0.87053 | 31.1764 | 29.752 | 29.7836 | 29.3482
2040-01-11 | 3 | 88.1025 | 89.3663 | 18.1686 | 0.90407 | 31.0453 | 29.646 | 29.67 | 29.3194
2040-01-11 | 4 | 88.5962 | 89.7207 | 18.1667 | 0.94191 | 30.8734 | 29.6003 | 29.6485 | 29.2415
2040-01-11 | 5 | 92.3338 | 93.0198 | 18.742 | 1.0044 | 32.4153 | 30.5172 | 30.5983 | 30.232
2040-01-11 | 6 | 99.1545 | 99.8287 | 20.3103 | 1.1052 | 38.8171 | 36.5885 | 36.6861 | 35.9692
2040-01-11 | 7 | 109.5133 | 109.7009 | 22.7615 | 1.2124 | 47.2342 | 45.0454 | 45.4051 | 43.7122
2040-01-11 | 8 | 118.5728 | 115.5433 | 24.5987 | 1.2122 | 47.3592 | 45.3479 | 60.01 | 38.6359
2040-01-11 | 9 | 119.495 | 116.8813 | 23.0007 | 1.0833 | 36.2779 | 34.2711 | 57.5 | 24.7959
2040-01-11 | 10 | 114.3847 | 112.6593 | 20.8772 | 0.93927 | 34.2811 | 30.5054 | 49.9461 | 21.0899
2040-01-11 | 11 | 108.2397 | 109.3471 | 19.1957 | 0.81947 | 30.3895 | 25.2276 | 40.1325 | 17.3023
2040-01-11 | 12 | 102.9167 | 106.5041 | 18.6885 | 0.71379 | 27.7457 | 23.6229 | 35.3929 | 16.7801
2040-01-11 | 13 | 99.5208 | 105.0408 | 17.4305 | 0.6585 | 26.5612 | 22.9451 | 33.82 | 16.4077
2040-01-11 | 14 | 97.8462 | 105.2324 | 17.8465 | 0.62032 | 25.59 | 21.6748 | 30.9901 | 15.7506
2040-01-11 | 15 | 100.1839 | 106.1198 | 19.1564 | 0.60592 | 26.675 | 24.3942 | 36.1666 | 17.6844
2040-01-11 | 16 | 105.8349 | 108.5265 | 21.334 | 0.60774 | 32.247 | 31.0981 | 51.382 | 22.0506
2040-01-11 | 17 | 113.4415 | 112.14 | 23.4285 | 0.67802 | 43.5405 | 42.5204 | 52 | 38.3012
2040-01-11 | 18 | 125.9431 | 121.294 | 26.4984 | 0.78818 | 59.738 | 58.1439 | 65.9471 | 44.4024
2040-01-11 | 19 | 127.6295 | 122.1555 | 26.6063 | 0.82145 | 56.8796 | 54.75 | 61.3462 | 43.0311
2040-01-11 | 20 | 124.3584 | 119.7541 | 25.7536 | 0.83783 | 57.379 | 54.8332 | 53.6531 | 44.3605
2040-01-11 | 21 | 120.024 | 116.6379 | 24.6864 | 0.86016 | 49.1928 | 46.8912 | 46.3832 | 41.5591
2040-01-11 | 22 | 115.0654 | 112.9655 | 23.3661 | 0.85712 | 45.855 | 43.6322 | 43.4473 | 40.13
2040-01-11 | 23 | 107.0591 | 107.4203 | 21.6052 | 0.83836 | 39.7959 | 37.9843 | 38.1046 | 37.1891
2040-01-11 | 24 | 99.9023 | 101.5693 | 20.0498 | 0.83787 | 34.5248 | 33.59 | 33.6104 | 33.1855
2040-01-12 | 1 | 96.2514 | 97.2436 | 19.2254 | 0.85309 | 32.6444 | 31.8357 | 32.0902 | 31.1493
2040-01-12 | 2 | 93.3911 | 94.33 | 18.4934 | 0.87275 | 31.9615 | 31.3288 | 31.661 | 30.6833
2040-01-12 | 3 | 91.8568 | 92.8813 | 18.0989 | 0.9016 | 31.3699 | 30.8689 | 31.1957 | 30.2683
2040-01-12 | 4 | 91.6018 | 92.7817 | 18.0507 | 0.94258 | 31.3982 | 30.869 | 31.1523 | 30.287
2040-01-12 | 5 | 94.1055 | 95.512 | 18.692 | 1.014 | 32.7861 | 32.1884 | 32.5165 | 31.581
2040-01-12 | 6 | 100.1901 | 101.7552 | 20.3448 | 1.1096 | 37.51 | 36.3221 | 36.7009 | 35.7837
2040-01-12 | 7 | 110.126 | 111.1264 | 22.682 | 1.2045 | 48.8648 | 47.4352 | 47.6026 | 43.5363
2040-01-12 | 8 | 118.007 | 114.7445 | 24.1559 | 1.2196 | 51.3847 | 48.6825 | 48.6707 | 41.299
2040-01-12 | 9 | 121.1271 | 115.6845 | 22.7281 | 1.0951 | 39.2883 | 35.3285 | 35.4648 | 30.9853
2040-01-12 | 10 | 121.4524 | 113.0149 | 20.6212 | 0.96254 | 32.0982 | 29.6542 | 29.1107 | 26.5097
2040-01-12 | 11 | 120.1279 | 109.9061 | 19.2052 | 0.83059 | 31.1632 | 28.6509 | 27.9669 | 25.4585
2040-01-12 | 12 | 117.3162 | 108.6816 | 18.2208 | 0.72962 | 28.4439 | 26.2373 | 25.5362 | 23.2996
2040-01-12 | 13 | 114.4167 | 108.4446 | 17.8403 | 0.67001 | 25.3803 | 23.4583 | 22.8363 | 20.8333
2040-01-12 | 14 | 113.8986 | 107.9043 | 18.1294 | 0.63509 | 25.6681 | 23.6798 | 23.002 | 20.972
2040-01-12 | 15 | 112.4892 | 111.2418 | 19.191 | 0.62438 | 28.2078 | 25.6612 | 25.1022 | 22.9109
2040-01-12 | 16 | 113.53 | 113.1494 | 22.5045 | 0.65462 | 33.7002 | 31.2633 | 31.47 | 29.7481
2040-01-12 | 17 | 116.7931 | 114.2652 | 23.7333 | 0.72344 | 46.7214 | 44.7657 | 44.5435 | 39.6468
2040-01-12 | 18 | 126.8289 | 122.4957 | 26.3705 | 0.80826 | 65.2457 | 62.7643 | 61.1825 | 47.1616
2040-01-12 | 19 | 126.8739 | 122.9606 | 26.4965 | 0.8184 | 57.7543 | 55.3957 | 54.2011 | 39.9
2040-01-12 | 20 | 123.1976 | 120.2708 | 25.5374 | 0.82777 | 52.4064 | 50.4685 | 49.2065 | 37.5549
2040-01-12 | 21 | 118.6409 | 117.0438 | 24.3766 | 0.84085 | 44.0485 | 42.2319 | 42.111 | 37.4219
2040-01-12 | 22 | 112.8955 | 112.7884 | 23.3332 | 0.8203 | 40.2272 | 38.6859 | 39.0131 | 37.594
2040-01-12 | 23 | 105.6945 | 106.9862 | 21.4665 | 0.81533 | 36.4728 | 35.1891 | 35.6522 | 34.1268
2040-01-12 | 24 | 98.4717 | 100.9468 | 20.0761 | 0.79776 | 34.6977 | 33.3515 | 33.7289 | 32.6343
2040-01-13 | 1 | 94.5792 | 97.2087 | 19.6081 | 0.80105 | 31.4858 | 30.0621 | 30.5516 | 29.3958
2040-01-13 | 2 | 91.416 | 94.1005 | 18.996 | 0.8186 | 30.5926 | 29.2152 | 29.65 | 28.3955
2040-01-13 | 3 | 90.125 | 92.509 | 18.4281 | 0.85338 | 29.8559 | 28.5095 | 28.9297 | 27.9628
2040-01-13 | 4 | 90.2494 | 92.5214 | 18.3236 | 0.88704 | 29.8866 | 28.6241 | 29.04 | 28.1085
2040-01-13 | 5 | 92.4628 | 95.1244 | 18.7625 | 0.9407 | 30.9629 | 29.8574 | 30.2887 | 29.3381
2040-01-13 | 6 | 98.5264 | 101.3139 | 20.2472 | 1.0335 | 36.6483 | 35.2694 | 35.808 | 34.5656
2040-01-13 | 7 | 107.9331 | 109.9941 | 22.4696 | 1.1257 | 46.6873 | 45.0964 | 44.8724 | 37.2034
2040-01-13 | 8 | 115.3313 | 114.4628 | 23.2035 | 1.1375 | 49.2259 | 48.061 | 57.1871 | 28.0087
2040-01-13 | 9 | 116.3081 | 114.9164 | 22.6462 | 1.0203 | 37.9215 | 36.5831 | 52 | 23.7703
2040-01-13 | 10 | 110.7898 | 111.3224 | 21.076 | 0.89351 | 30.174 | 29.4726 | 43.0555 | 21.6981
2040-01-13 | 11 | 105.0259 | 107.091 | 18.6656 | 0.79873 | 25.8786 | 24.79 | 35.9161 | 17.9838
2040-01-13 | 12 | 101.314 | 106.5075 | 18.2232 | 0.58226 | 24.5191 | 23.586 | 34.16 | 17.0656
2040-01-13 | 13 | 97.164 | 106.6384 | 18.1487 | 0.54933 | 21.5934 | 21.227 | 32.6146 | 14.9639
2040-01-13 | 14 | 96.2724 | 106.4703 | 18.4127 | 0.52113 | 21.6962 | 21.1776 | 30.7394 | 15.3666
2040-01-13 | 15 | 98.5221 | 106.2937 | 21.4595 | 0.50103 | 23.0791 | 22.672 | 33.9075 | 16.4607
2040-01-13 | 16 | 103.6251 | 108.4659 | 21.8944 | 0.41056 | 30.4336 | 29.4199 | 39.5988 | 24.2032
2040-01-13 | 17 | 110.7733 | 111.6888 | 24.1146 | 0.52835 | 43.2398 | 41.816 | 44.3208 | 32.5259
2040-01-13 | 18 | 121.2095 | 120.0237 | 26.5053 | 0.62142 | 60.0177 | 59.9996 | 65 | 36.1897
2040-01-13 | 19 | 123.0131 | 121.3047 | 26.1607 | 0.6427 | 52.5809 | 52.4723 | 58.2306 | 38.2922
2040-01-13 | 20 | 119.4343 | 119.0025 | 25.4943 | 0.65135 | 43.8059 | 42.6564 | 42.5361 | 37.7133
2040-01-13 | 21 | 115.6996 | 116.8019 | 24.4211 | 0.65161 | 41.8443 | 40.5039 | 39.7874 | 33.173
2040-01-13 | 22 | 110.2334 | 112.2284 | 23.2235 | 0.6382 | 41.0615 | 39.7336 | 39.9963 | 36.7372
2040-01-13 | 23 | 103.0435 | 106.3212 | 21.2938 | 0.60789 | 34.6348 | 33.8639 | 34.58 | 32.5652
2040-01-13 | 24 | 96.2957 | 101.2794 | 20.1714 | 0.60159 | 33.1981 | 32.1784 | 32.7569 | 31.3287
2040-01-14 | 1 | 92.5458 | 96.5748 | 18.9478 | 0.60307 | 31.5736 | 30.2051 | 30.4548 | 29.6349
2040-01-14 | 2 | 89.6464 | 93.4308 | 18.3098 | 0.61156 | 31.7642 | 30.1916 | 30.4202 | 29.7003
2040-01-14 | 3 | 88.5739 | 91.5163 | 17.7859 | 0.63769 | 30.4242 | 28.9596 | 29.1968 | 28.5367
2040-01-14 | 4 | 88.6971 | 91.4518 | 17.6871 | 0.66307 | 30.7225 | 29 | 29.1788 | 28.4074
2040-01-14 | 5 | 90.8822 | 93.5882 | 18.1796 | 0.72203 | 30.411 | 29 | 29.2342 | 28.5346
2040-01-14 | 6 | 96.9837 | 99.4014 | 19.4077 | 0.80125 | 36.06 | 33.8167 | 34.0309 | 33.187
2040-01-14 | 7 | 106.4724 | 108.0113 | 21.6105 | 0.88041 | 48.0633 | 43.9761 | 43.734 | 38.9785
2040-01-14 | 8 | 113.7075 | 112.1261 | 22.744 | 0.91136 | 49.3475 | 44.5727 | 44.4562 | 38.7428
2040-01-14 | 9 | 112.9678 | 112.7844 | 22.2594 | 0.90511 | 36.7802 | 32.6514 | 32.8045 | 29.1974
2040-01-14 | 10 | 107.963 | 108.7474 | 20.8889 | 0.83743 | 30.4383 | 27.6457 | 27.8094 | 24.3748
2040-01-14 | 11 | 101.7342 | 106.0173 | 19.5513 | 0.7446 | 26.8847 | 24.4355 | 25.1901 | 20.9772
2040-01-14 | 12 | 98.7023 | 105.7969 | 19.4574 | 0.61642 | 24.6648 | 22.7583 | 22.7696 | 19.5865
2040-01-14 | 13 | 97.869 | 105.572 | 19.6045 | 0.57381 | 22.3405 | 21.0671 | 21.1579 | 18.4653
2040-01-14 | 14 | 99.6777 | 107.0803 | 20.3684 | 0.46663 | 23.9594 | 22.6302 | 22.7021 | 19.57
2040-01-14 | 15 | 100.9899 | 108.5294 | 20.6795 | 0.47686 | 27.0561 | 25.7404 | 25.943 | 20.1934
2040-01-14 | 16 | 102.7174 | 112.573 | 22.1675 | 0.52369 | 35.231 | 33.209 | 33.6127 | 30.6672
2040-01-14 | 17 | 109.9764 | 115.638 | 23.9207 | 0.47175 | 45.7615 | 44.3924 | 44.494 | 39.831
2040-01-14 | 18 | 119.876 | 122.3243 | 26.0837 | 0.53721 | 61.4026 | 57.9671 | 56.6876 | 40.8152
2040-01-14 | 19 | 121.7748 | 122.6071 | 26.1289 | 0.54819 | 51.8762 | 48.782 | 48.3668 | 40.1594
2040-01-14 | 20 | 118.8031 | 119.272 | 24.991 | 0.52844 | 47.0914 | 44.8045 | 44.5417 | 40.2585
2040-01-14 | 21 | 114.7107 | 115.329 | 23.7516 | 0.51677 | 42.5071 | 40.3226 | 40.2043 | 37.5921
2040-01-14 | 22 | 109.6869 | 110.8993 | 22.4662 | 0.50099 | 39.7631 | 37.2121 | 37.1833 | 35.9188
2040-01-14 | 23 | 103.1261 | 104.6187 | 20.8597 | 0.47895 | 35.3575 | 33.4619 | 33.7163 | 32.5767
2040-01-14 | 24 | 96.6439 | 99.6506 | 19.4273 | 0.4711 | 32.3636 | 31.0999 | 31.3438 | 30.3969
2040-01-15 | 1 | 92.369 | 94.9488 | 19.0295 | 0.47683 | 29.3226 | 27.9799 | 28.157 | 27.2486
2040-01-15 | 2 | 89.6157 | 91.6264 | 18.2807 | 0.49267 | 29.4895 | 28.2908 | 28.4522 | 27.5704
2040-01-15 | 3 | 89.2949 | 89.6148 | 17.787 | 0.51975 | 28.3694 | 27.1673 | 27.3501 | 26.5108
2040-01-15 | 4 | 89.3199 | 89.1639 | 17.5584 | 0.56242 | 29.0778 | 27.8457 | 28.0387 | 27.1842
2040-01-15 | 5 | 91.5597 | 91.1545 | 17.8862 | 0.62281 | 30.0744 | 28.6778 | 28.7719 | 28.1539
2040-01-15 | 6 | 97.6466 | 96.2717 | 19.0226 | 0.70893 | 33.7402 | 32.0551 | 32.0486 | 31.1705
2040-01-15 | 7 | 106.9985 | 104.0277 | 20.5938 | 0.80922 | 44.688 | 42.3214 | 42.2607 | 40.6006
2040-01-15 | 8 | 113.9442 | 107.7502 | 21.4608 | 0.84057 | 43.144 | 41.5801 | 61.0893 | 32.0584
2040-01-15 | 9 | 114.6788 | 108.6563 | 20.8934 | 0.84891 | 32.5457 | 30.8924 | 50.11 | 21.1009
2040-01-15 | 10 | 111.0779 | 107.4783 | 19.6479 | 0.80114 | 28.8848 | 26.2592 | 48.0918 | 15.6285
2040-01-15 | 11 | 107.2228 | 107.449 | 18.1369 | 0.71239 | 25.9996 | 24 | 48.9869 | 12.0142
2040-01-15 | 12 | 101.2455 | 108.0443 | 18.0028 | 0.64052 | 25.5693 | 23.7615 | 48.7231 | 11.7237
2040-01-15 | 13 | 95.0101 | 110.4775 | 18.5678 | 0.60373 | 26.0882 | 24.5441 | 47.0583 | 13.3379
2040-01-15 | 14 | 95.8194 | 113.7137 | 19.7659 | 0.58932 | 24.7083 | 25.0017 | 46.9511 | 13.8933
2040-01-15 | 15 | 98.5798 | 115.4109 | 21.2993 | 0.58177 | 26.4896 | 26.6826 | 50.078 | 15.1273
2040-01-15 | 16 | 102.8477 | 118.4416 | 22.7496 | 0.52543 | 34.095 | 34.0743 | 59.491 | 22.2145
2040-01-15 | 17 | 108.6222 | 121.0279 | 24.6494 | 0.45966 | 44.8949 | 45.0692 | 68.7383 | 34.6766
2040-01-15 | 18 | 118.2558 | 124.2257 | 26.2005 | 0.53253 | 51.9109 | 50.9749 | 63.8 | 44.1258
2040-01-15 | 19 | 119.7799 | 122.7149 | 25.9118 | 0.54467 | 48.4019 | 47.5027 | 59.646 | 40.976
2040-01-15 | 20 | 116.1802 | 118.0216 | 24.8027 | 0.53916 | 42.6065 | 40.2467 | 40.5528 | 38.5266
2040-01-15 | 21 | 112.3616 | 113.428 | 23.5262 | 0.54219 | 40.2796 | 38.1234 | 38.3808 | 36.3217
2040-01-15 | 22 | 108.1866 | 109.0721 | 22.4012 | 0.5394 | 37.3521 | 35.3021 | 35.5122 | 34.2119
2040-01-15 | 23 | 102.3328 | 104.1221 | 20.9289 | 0.52308 | 35.1009 | 33.5676 | 34.3359 | 32.5008
2040-01-15 | 24 | 96.1763 | 98.3453 | 20.0003 | 0.51453 | 31.1799 | 29.8567 | 30.4908 | 29.0061
2040-01-16 | 1 | 92.6079 | 93.2738 | 18.881 | 0.50222 | 31.3978 | 30.2614 | 30.5879 | 29.5192
2040-01-16 | 2 | 91.2094 | 89.5521 | 18.0973 | 0.5047 | 30.8823 | 29.8244 | 30.0487 | 29.0211
2040-01-16 | 3 | 90.7041 | 87.2341 | 17.422 | 0.51931 | 30.9531 | 29.7028 | 29.8693 | 28.7765
2040-01-16 | 4 | 89.6675 | 86.3564 | 17.1251 | 0.54651 | 30.859 | 29.6389 | 29.8473 | 28.751
2040-01-16 | 5 | 90.7169 | 86.8326 | 17.1913 | 0.58962 | 31.3913 | 30.1894 | 30.3738 | 29.2703
2040-01-16 | 6 | 92.5127 | 89.2015 | 17.6815 | 0.65395 | 33.9599 | 32.2696 | 32.4483 | 31.3479
2040-01-16 | 7 | 97.1708 | 92.7586 | 18.5175 | 0.72055 | 39.0957 | 37.2665 | 37.5637 | 36.0813
2040-01-16 | 8 | 99.5251 | 93.6736 | 18.6619 | 0.7524 | 37.1828 | 35.0643 | 35.2048 | 33.5834
2040-01-16 | 9 | 100.294 | 94.6519 | 17.7556 | 0.78561 | 30.1118 | 27.256 | 27.3237 | 24.4153
2040-01-16 | 10 | 95.1532 | 93.2475 | 17.0702 | 0.74522 | 26.1896 | 23.3329 | 23.3038 | 20.0398
2040-01-16 | 11 | 90.2561 | 93.1851 | 15.9375 | 0.65591 | 21.783 | 19.4032 | 19.339 | 16.767
2040-01-16 | 12 | 82.9809 | 93.0864 | 15.655 | 0.60431 | 19.5104 | 17.5071 | 17.4242 | 14.7529
2040-01-16 | 13 | 80.9776 | 94.3437 | 15.8589 | 0.57122 | 17.6897 | 15.9813 | 15.914 | 13.4397
2040-01-16 | 14 | 84.314 | 96.3124 | 16.6085 | 0.55127 | 17.3281 | 15.7311 | 15.6908 | 13.2002
2040-01-16 | 15 | 86.138 | 99.4455 | 18.2743 | 0.5453 | 22.9479 | 20.9133 | 20.9219 | 17.9239
2040-01-16 | 16 | 91.1976 | 102.7091 | 20.251 | 0.51775 | 31.7359 | 29.8398 | 30.081 | 27.9803
2040-01-16 | 17 | 100.8858 | 107.4619 | 21.7637 | 0.45209 | 41.1275 | 39.551 | 40.0727 | 37.6313
2040-01-16 | 18 | 111.1124 | 114.1897 | 24.1762 | 0.50772 | 49.8446 | 47.2465 | 47.8205 | 44.8887
2040-01-16 | 19 | 113.9655 | 115.4775 | 24.541 | 0.51802 | 48.853 | 45.729 | 46.0282 | 42.512
2040-01-16 | 20 | 111.1792 | 112.4431 | 23.6533 | 0.52194 | 44.817 | 42.2354 | 42.5792 | 39.9202
2040-01-16 | 21 | 107.7649 | 108.7431 | 22.6002 | 0.52455 | 41.6987 | 39.6259 | 39.8649 | 37.555
2040-01-16 | 22 | 104.7272 | 105.4271 | 21.5452 | 0.51721 | 39.4256 | 37.62 | 37.9015 | 35.9695
2040-01-16 | 23 | 99.9179 | 100.4877 | 20.1756 | 0.50414 | 34.3719 | 32.88 | 33.12 | 31.7267
2040-01-16 | 24 | 94.2444 | 95.2596 | 18.8571 | 0.50998 | 33.9266 | 32.5591 | 32.8512 | 31.7359
2040-01-17 | 1 | 90.4667 | 91.2128 | 18.1662 | 0.52126 | 31.8405 | 30.3267 | 30.5188 | 29.8246
2040-01-17 | 2 | 87.3893 | 88.1007 | 17.4301 | 0.53871 | 31.1181 | 29.6819 | 29.8122 | 29.1636
2040-01-17 | 3 | 85.3323 | 85.9523 | 17.0395 | 0.56198 | 31.4277 | 30.0423 | 30.4017 | 29.3837
2040-01-17 | 4 | 83.924 | 84.6979 | 16.7804 | 0.59738 | 31.625 | 30.0547 | 30.4061 | 29.3694
2040-01-17 | 5 | 84.9949 | 84.4507 | 16.7316 | 0.6443 | 31.5548 | 30.2183 | 30.5734 | 29.5715
2040-01-17 | 6 | 86.7324 | 86.0161 | 17.1492 | 0.70649 | 33.6578 | 32.09 | 32.4684 | 31.4484
2040-01-17 | 7 | 90.2939 | 88.2764 | 17.7294 | 0.78067 | 35.544 | 33.5853 | 33.9614 | 32.7193
2040-01-17 | 8 | 93.2117 | 87.5086 | 17.937 | 0.81546 | 32.8082 | 30.5829 | 30.9337 | 29.6251
2040-01-17 | 9 | 92.6192 | 88.0508 | 17.317 | 0.82608 | 22.8625 | 20.082 | 20.305 | 18.8229
2040-01-17 | 10 | 90.4682 | 86.1517 | 16.3744 | 0.75488 | 14.169 | 12.5853 | 12.6548 | 11.166
2040-01-17 | 11 | 86.9782 | 85.4307 | 15.5323 | 0.59992 | 9.7256 | 8.61 | 8.6184 | 7.4486
2040-01-17 | 12 | 84.0797 | 86.6924 | 15.4001 | 0.60702 | 7.8771 | 7.1936 | 7.1897 | 5.7596
2040-01-17 | 13 | 83.2272 | 88.6997 | 15.6147 | 0.5659 | 6.5916 | 6.0168 | 5.9951 | 4.701
2040-01-17 | 14 | 84.2866 | 91.5383 | 16.3148 | 0.54182 | 7.5508 | 6.5072 | 6.577 | 5.2786
2040-01-17 | 15 | 87.0689 | 96.0257 | 18.1003 | 0.5424 | 15.2825 | 13.718 | 14.0152 | 12.1387
2040-01-17 | 16 | 88.5992 | 101.5137 | 20.2967 | 0.51932 | 26.6675 | 25.2784 | 25.8173 | 24.0699
2040-01-17 | 17 | 98.0163 | 105.6679 | 21.9088 | 0.45409 | 41.9392 | 39.3282 | 40.0033 | 37.091
2040-01-17 | 18 | 109.0847 | 112.85 | 24.2432 | 0.52303 | 53.3931 | 48.9892 | 49.7578 | 45.6358
2040-01-17 | 19 | 112.6531 | 113.7159 | 24.6382 | 0.54073 | 51.9555 | 47.3965 | 48.0208 | 43.8803
2040-01-17 | 20 | 109.9432 | 111.0684 | 23.6753 | 0.53478 | 43.2246 | 40.21 | 40.8368 | 37.7966
2040-01-17 | 21 | 106.5706 | 106.8376 | 22.5322 | 0.52862 | 41.5003 | 38.4759 | 38.9757 | 36.4185
2040-01-17 | 22 | 102.5175 | 103.1002 | 21.4474 | 0.51847 | 40.4487 | 36.7123 | 37.0663 | 34.6482
2040-01-17 | 23 | 98.2339 | 97.8151 | 20.0476 | 0.51167 | 34.6244 | 32.3729 | 32.9899 | 31.4087
2040-01-17 | 24 | 94.8784 | 92.6402 | 18.698 | 0.51345 | 31.6976 | 30.1181 | 30.6549 | 29.5073
2040-01-18 | 1 | 92.61 | 89.8035 | 18.0713 | 0.51386 | 30.5575 | 29.14 | 29.3395 | 28.5831
2040-01-18 | 2 | 90.1716 | 87.0409 | 17.4238 | 0.5297 | 30.2313 | 28.7205 | 28.9262 | 28.1857
2040-01-18 | 3 | 88.7836 | 85.5101 | 17.1108 | 0.56081 | 29.5766 | 28.4531 | 28.621 | 27.955
2040-01-18 | 4 | 88.6565 | 85.1479 | 16.9711 | 0.59185 | 29.533 | 28.4559 | 28.6933 | 27.9753
2040-01-18 | 5 | 90.7709 | 86.7963 | 17.3229 | 0.64436 | 30.777 | 29.2922 | 29.5019 | 28.7888
2040-01-18 | 6 | 95.1937 | 91.4327 | 18.3315 | 0.71679 | 33.9996 | 32.3577 | 32.5596 | 31.5997
2040-01-18 | 7 | 100.8552 | 97.9137 | 19.9702 | 0.7893 | 41.5497 | 39.9339 | 40.2799 | 39.063
2040-01-18 | 8 | 103.2064 | 100.3132 | 20.6989 | 0.80603 | 39.18 | 37.4126 | 37.711 | 35.9666
2040-01-18 | 9 | 102.0334 | 101.183 | 19.5269 | 0.83696 | 31.706 | 29.4266 | 29.8261 | 26.6722
2040-01-18 | 10 | 97.101 | 99.2414 | 18.2077 | 0.80629 | 27.4029 | 25.0184 | 25.2221 | 22.0421
2040-01-18 | 11 | 95.2201 | 98.426 | 17.7718 | 0.71145 | 20.7809 | 19.5586 | 19.77 | 17.1051
2040-01-18 | 12 | 92.2498 | 98.4236 | 17.6127 | 0.65671 | 19.1068 | 18.0464 | 18.2243 | 15.4778
2040-01-18 | 13 | 90.847 | 99.3352 | 18.8269 | 0.61142 | 17.2879 | 16.3284 | 16.4995 | 13.8859
2040-01-18 | 14 | 91.8875 | 101.534 | 18.986 | 0.52731 | 16.5568 | 15.7112 | 15.9206 | 13.4058
2040-01-18 | 15 | 92.8002 | 104.9603 | 19.456 | 0.56133 | 22.4376 | 20.7492 | 21.1 | 18.1357
2040-01-18 | 16 | 98.29 | 108.3204 | 20.6825 | 0.58839 | 31.002 | 29.6085 | 30.1275 | 27.6598
2040-01-18 | 17 | 107.0823 | 112.3234 | 22.7168 | 0.50637 | 39.793 | 38.7363 | 39.4827 | 37.1297
2040-01-18 | 18 | 117.7892 | 119.6728 | 25.772 | 0.58048 | 49.111 | 48.7139 | 49.3899 | 42.5217
2040-01-18 | 19 | 120.3302 | 121.3124 | 26.0961 | 0.59592 | 44.5839 | 43.7306 | 44.5972 | 41.7366
2040-01-18 | 20 | 116.5547 | 117.3479 | 25.0503 | 0.59506 | 40.6466 | 39.7414 | 40.4253 | 37.8587
2040-01-18 | 21 | 112.4088 | 113.2028 | 23.8531 | 0.58746 | 39.1568 | 37.9878 | 38.5935 | 36.2747
2040-01-18 | 22 | 107.2931 | 108.297 | 22.5569 | 0.57229 | 35.7195 | 34.5533 | 35.038 | 33.3028
2040-01-18 | 23 | 100.3511 | 102.0611 | 20.8396 | 0.5445 | 34.4944 | 33.1349 | 33.8248 | 32.2963
2040-01-18 | 24 | 93.8108 | 96.4565 | 19.3738 | 0.51893 | 31.7314 | 30.5236 | 31.1524 | 29.8387
2040-01-19 | 1 | 91.2935 | 91.3075 | 18.8326 | 0.51386 | 31.1367 | 30.0969 | 30.5836 | 29.3531
2040-01-19 | 2 | 88.1562 | 88.0644 | 18.1215 | 0.5297 | 30.8633 | 29.9482 | 30.3738 | 29.2551
2040-01-19 | 3 | 86.159 | 86.3595 | 17.8058 | 0.56081 | 29.2249 | 28.5458 | 28.9764 | 27.9245
2040-01-19 | 4 | 85.7988 | 86.349 | 17.5626 | 0.59185 | 29.3618 | 28.4755 | 28.8614 | 27.8464
2040-01-19 | 5 | 88.1789 | 88.849 | 17.6962 | 0.64436 | 30.8175 | 30.0386 | 30.4098 | 29.3752
2040-01-19 | 6 | 94.3554 | 93.9361 | 18.9126 | 0.71679 | 34.6354 | 33.391 | 33.85 | 32.8198
2040-01-19 | 7 | 103.3571 | 101.9145 | 21.0178 | 0.7893 | 40.2701 | 39.1854 | 39.7854 | 37.7788
2040-01-19 | 8 | 110.0783 | 106.82 | 21.9867 | 0.80603 | 40.9697 | 39.485 | 40.2857 | 37.7588
2040-01-19 | 9 | 108.9433 | 110.3996 | 21.4421 | 0.83696 | 33.2565 | 31.1683 | 32.392 | 28.5649
2040-01-19 | 10 | 102.9061 | 107.5024 | 21.1325 | 0.80629 | 29.627 | 28.1356 | 28.5654 | 24.9477
2040-01-19 | 11 | 97.6493 | 105.9197 | 20.9178 | 0.71145 | 24.4365 | 23.3945 | 23.7912 | 20.6301
2040-01-19 | 12 | 93.8074 | 109.1169 | 21.1785 | 0.65671 | 22.1455 | 21.2245 | 21.5994 | 18.5374
2040-01-19 | 13 | 91.6024 | 109.2286 | 22.2086 | 0.61142 | 21.2982 | 20.4449 | 20.8559 | 17.8462
2040-01-19 | 14 | 91.1108 | 109.1033 | 22.9301 | 0.52731 | 21.1237 | 20.3504 | 20.7463 | 17.7457
2040-01-19 | 15 | 92.8358 | 111.2295 | 23.6924 | 0.56133 | 23.1461 | 22.464 | 22.9408 | 19.8435
2040-01-19 | 16 | 98.487 | 112.611 | 23.694 | 0.58839 | 28.6954 | 27.8828 | 29.9723 | 26.2743
2040-01-19 | 17 | 107.5117 | 113.7791 | 24.4461 | 0.50637 | 38.8705 | 38.0729 | 38.9784 | 36.7513
2040-01-19 | 18 | 118.6141 | 119.0133 | 26.6526 | 0.58048 | 47.6518 | 46.73 | 47.7652 | 44.8629
2040-01-19 | 19 | 121.5 | 120.0069 | 26.4405 | 0.59592 | 43.9914 | 42.8612 | 43.6871 | 41.1311
2040-01-19 | 20 | 118.0219 | 117.4865 | 25.3165 | 0.59506 | 41.1985 | 40.2487 | 41.011 | 38.6833
2040-01-19 | 21 | 114.0102 | 113.2401 | 24.0413 | 0.58746 | 40.0451 | 39.0283 | 39.689 | 37.5526
2040-01-19 | 22 | 109.1509 | 108.5795 | 22.6137 | 0.57229 | 37.6879 | 36.5336 | 37.0866 | 35.4832
2040-01-19 | 23 | 101.9932 | 102.2264 | 20.7882 | 0.5445 | 35.2831 | 33.6579 | 34.0573 | 32.8419
2040-01-19 | 24 | 95.6712 | 96.8903 | 19.549 | 0.51893 | 33.4684 | 32.1334 | 32.7533 | 31.3922
2040-01-20 | 1 | 92.6417 | 91.9464 | 18.6977 | 0.52242 | 30.5904 | 29.1053 | 29.5317 | 28.5476
2040-01-20 | 2 | 90.0192 | 88.7153 | 17.9513 | 0.52617 | 29.9542 | 28.2343 | 28.6503 | 27.7206
2040-01-20 | 3 | 88.5607 | 86.8509 | 17.5044 | 0.54087 | 28.0161 | 27.9994 | 28 | 28
2040-01-20 | 4 | 88.5129 | 86.8203 | 17.551 | 0.56333 | 28.7799 | 28.7774 | 28.7735 | 28.7782
2040-01-20 | 5 | 91.2286 | 89.0881 | 17.8314 | 0.60695 | 29.2016 | 29.1993 | 29.1991 | 29.2
2040-01-20 | 6 | 97.909 | 94.7317 | 18.9628 | 0.66464 | 35.0399 | 32.48 | 32.8977 | 32.0657
2040-01-20 | 7 | 108.1462 | 102.9355 | 20.9596 | 0.74097 | 44.3788 | 41.742 | 42.3872 | 40.8301
2040-01-20 | 8 | 115.8549 | 107.2635 | 21.9475 | 0.7687 | 46.5226 | 43.2883 | 44.006 | 41.8932
2040-01-20 | 9 | 113.9384 | 108.0716 | 21.6862 | 0.72437 | 35.004 | 32.3127 | 32.7831 | 30.9116
2040-01-20 | 10 | 105.6876 | 105.8425 | 21.2209 | 0.68437 | 26.5991 | 24.9346 | 25.2999 | 23.674
2040-01-20 | 11 | 102.1071 | 104.4736 | 22.0296 | 0.64434 | 27.7576 | 22.3909 | 22.6755 | 21.1484
2040-01-20 | 12 | 97.5694 | 103.7542 | 23.3545 | 0.61687 | 25.5114 | 20.5533 | 22.31 | 19.1833
2040-01-20 | 13 | 95.6685 | 102.6125 | 22.9826 | 0.61135 | 23.2066 | 18.9675 | 22.5462 | 17.1628
2040-01-20 | 14 | 95.4812 | 104.3974 | 21.4337 | 0.59101 | 22.27 | 19.214 | 22.6204 | 17.4525
2040-01-20 | 15 | 97.5951 | 106.4046 | 20.9363 | 0.59736 | 24.8198 | 22.4618 | 22.8162 | 21.3871
2040-01-20 | 16 | 101.6939 | 108.7702 | 21.5971 | 0.56171 | 32.1779 | 29.9497 | 30.5574 | 28.5305
2040-01-20 | 17 | 107.8413 | 113.1783 | 23.3217 | 0.50523 | 41.9154 | 40.6187 | 41.519 | 39.0412
2040-01-20 | 18 | 118.8083 | 120.6798 | 25.9382 | 0.57271 | 50.6247 | 49.1268 | 50.2252 | 47.1495
2040-01-20 | 19 | 122.196 | 121.9449 | 26.2966 | 0.58711 | 46.1962 | 44.5397 | 45.3475 | 42.7107
2040-01-20 | 20 | 119.0796 | 119.1209 | 25.1605 | 0.59084 | 43.8808 | 42.3497 | 43.0786 | 40.866
2040-01-20 | 21 | 115.1895 | 115.4036 | 23.9134 | 0.5843 | 43.0031 | 41.4326 | 42.0405 | 39.8621
2040-01-20 | 22 | 110.3087 | 110.6135 | 22.5913 | 0.57469 | 40.2429 | 38.627 | 39.1197 | 37.4644
2040-01-20 | 23 | 103.8658 | 104.4783 | 20.8614 | 0.56022 | 35.5157 | 33.7755 | 34.0765 | 32.7204
2040-01-20 | 24 | 97.4721 | 98.4769 | 19.3177 | 0.55148 | 31.6928 | 31.69 | 31.69 | 31.69
2040-01-21 | 1 | 93.8402 | 93.4584 | 18.5308 | 0.55353 | 32.3575 | 30.4899 | 30.9293 | 29.7586
2040-01-21 | 2 | 91.134 | 90.0469 | 17.7793 | 0.564 | 31.8291 | 29.9276 | 30.3438 | 29.2339
2040-01-21 | 3 | 89.9561 | 88.2438 | 17.2696 | 0.59795 | 29.2125 | 29.199 | 29.1927 | 29.2
2040-01-21 | 4 | 90.1668 | 88.0662 | 17.0813 | 0.62972 | 30.892 | 28.9135 | 29.295 | 28.3827
2040-01-21 | 5 | 92.9265 | 90.9143 | 17.4679 | 0.68393 | 30.3561 | 30.2888 | 30.3139 | 30.3139
2040-01-21 | 6 | 99.6768 | 96.1132 | 18.6261 | 0.76352 | 39.3132 | 37.2437 | 37.7983 | 36.4595
2040-01-21 | 7 | 109.2736 | 104.2541 | 20.6089 | 0.85706 | 44.4171 | 42.3903 | 43.1108 | 41.4441
2040-01-21 | 8 | 116.9362 | 108.0016 | 21.3675 | 0.88495 | 45.5127 | 42.7423 | 43.5231 | 41.0704
2040-01-21 | 9 | 116.207 | 108.1575 | 20.6438 | 0.88806 | 33.338 | 30.715 | 31.246 | 29.1859
2040-01-21 | 10 | 111.9393 | 104.0116 | 18.9726 | 0.83118 | 25.0824 | 22.7606 | 22.9741 | 21.0872
2040-01-21 | 11 | 106.7281 | 102.2683 | 17.1493 | 0.734 | 22.9113 | 22.4206 | 22.3641 | 21.3198
2040-01-21 | 12 | 102.3244 | 100.8282 | 16.325 | 0.65434 | 22.8614 | 17.9576 | 18.0776 | 16.0931
2040-01-21 | 13 | 100.0815 | 100.9605 | 17.1631 | 0.60478 | 18.3576 | 14.2178 | 14.3394 | 12.7695
2040-01-21 | 14 | 101.9306 | 101.8774 | 17.3827 | 0.60087 | 17.6926 | 13.6069 | 13.716 | 12.2642
2040-01-21 | 15 | 102.4732 | 104.6384 | 18.753 | 0.59081 | 18.8335 | 16.6059 | 16.9936 | 15.4958
2040-01-21 | 16 | 104.0493 | 107.5564 | 20.5518 | 0.55177 | 29.682 | 27.1995 | 27.607 | 25.9095
2040-01-21 | 17 | 110.5598 | 111.5245 | 22.9285 | 0.48329 | 40.3999 | 38.5571 | 39.2003 | 37.168
2040-01-21 | 18 | 121.4757 | 119.4163 | 25.5874 | 0.5439 | 47.802 | 45.834 | 46.8742 | 44.3628
2040-01-21 | 19 | 125.0677 | 121.7012 | 25.8377 | 0.56187 | 46.266 | 44.1451 | 45.0043 | 42.6392
2040-01-21 | 20 | 121.9821 | 118.6967 | 24.8845 | 0.56063 | 42.1494 | 40.0781 | 40.5959 | 38.7465
2040-01-21 | 21 | 118.2247 | 114.9433 | 23.711 | 0.55797 | 40.2648 | 38.3948 | 38.7208 | 37.1219
2040-01-21 | 22 | 113.4872 | 111.1683 | 22.4521 | 0.54778 | 39.8269 | 38.0196 | 38.4043 | 36.7642
2040-01-21 | 23 | 105.94 | 105.1794 | 20.7588 | 0.53124 | 34.2637 | 32.1531 | 32.4446 | 31.2452
2040-01-21 | 24 | 99.1142 | 99.7223 | 19.3067 | 0.52241 | 34.1037 | 31.5435 | 31.7116 | 30.7584
2040-01-22 | 1 | 94.9917 | 95.1133 | 18.6924 | 0.5229 | 30.7981 | 28.9771 | 29.0576 | 28.2231
2040-01-22 | 2 | 91.966 | 91.816 | 17.9249 | 0.53136 | 29.9634 | 28.3406 | 28.4482 | 27.7153
2040-01-22 | 3 | 90.1432 | 90.2859 | 17.7035 | 0.54251 | 29.2894 | 27.7379 | 27.8289 | 27.1376
2040-01-22 | 4 | 89.5201 | 90.1009 | 17.7017 | 0.5484 | 29.902 | 28.2151 | 28.3137 | 27.6963
2040-01-22 | 5 | 91.6899 | 92.3241 | 18.1113 | 0.57382 | 29.9687 | 27.9818 | 28.017 | 27.376
2040-01-22 | 6 | 97.6511 | 98.1733 | 19.2351 | 0.61887 | 32.3087 | 30.2222 | 30.2683 | 29.6334
2040-01-22 | 7 | 106.8106 | 105.8948 | 20.9856 | 0.66957 | 41.7206 | 38.9781 | 39.2135 | 38.1643
2040-01-22 | 8 | 114.4532 | 109.8266 | 21.9749 | 0.69165 | 42.4918 | 39.4815 | 39.8128 | 37.8659
2040-01-22 | 9 | 117.7502 | 110.6564 | 22.3108 | 0.67855 | 35.3492 | 31.66 | 31.897 | 30.0508
2040-01-22 | 10 | 115.8401 | 110.2083 | 21.3774 | 0.6608 | 30.7091 | 26.6784 | 27.065 | 25.373
2040-01-22 | 11 | 114.5704 | 108.4325 | 20.4112 | 0.65521 | 28.7184 | 24.5136 | 24.7901 | 23.0246
2040-01-22 | 12 | 114.7045 | 106.0037 | 20.8754 | 0.55752 | 25.4801 | 22.0851 | 22.3203 | 20.5777
2040-01-22 | 13 | 113.349 | 105.3392 | 20.7005 | 0.60179 | 22.8579 | 19.9596 | 20.1163 | 18.5519
2040-01-22 | 14 | 114.5933 | 104.6608 | 20.3973 | 0.6022 | 21.9056 | 19.149 | 19.2505 | 17.6572
2040-01-22 | 15 | 110.4299 | 105.3269 | 21.9405 | 0.62243 | 24.9906 | 21.8629 | 22.0366 | 20.3675
2040-01-22 | 16 | 112.5574 | 107.2274 | 22.5251 | 0.602 | 32.7294 | 29.2997 | 29.4509 | 28.0784
2040-01-22 | 17 | 114.3289 | 111.6782 | 24.0016 | 0.57409 | 40.1981 | 37.9475 | 38.2673 | 36.4575
2040-01-22 | 18 | 122.8378 | 120.2408 | 25.8857 | 0.62999 | 45.6459 | 43.4817 | 43.9938 | 41.3441
2040-01-22 | 19 | 125.6948 | 120.12 | 26.062 | 0.64551 | 45.1733 | 42.5194 | 42.9836 | 40.1589
2040-01-22 | 20 | 122.6825 | 117.8024 | 25.1959 | 0.64194 | 41.2616 | 38.9379 | 39.3786 | 36.9507
2040-01-22 | 21 | 118.7604 | 115.1986 | 24.3295 | 0.64108 | 40.0677 | 37.5087 | 37.6956 | 35.7879
2040-01-22 | 22 | 113.9648 | 110.9286 | 23.0719 | 0.62065 | 38.789 | 36.4969 | 36.7787 | 35.3659
2040-01-22 | 23 | 107.447 | 105.9255 | 21.5439 | 0.5994 | 33.883 | 31.2654 | 31.4733 | 30.2132
2040-01-22 | 24 | 100.8933 | 101.1671 | 20.0376 | 0.58067 | 32.5129 | 29.9815 | 30.0687 | 29.172
2040-01-23 | 1 | 96.6852 | 96.9343 | 19.2125 | 0.56283 | 31.5924 | 29.9801 | 30.1612 | 29.2
2040-01-23 | 2 | 93.2283 | 93.4849 | 18.324 | 0.56872 | 31.692 | 29.9374 | 30.0911 | 29.2307
2040-01-23 | 3 | 91.4209 | 91.9762 | 17.7348 | 0.59002 | 30.1791 | 28.2566 | 28.3591 | 27.7216
2040-01-23 | 4 | 90.4195 | 90.7251 | 17.4101 | 0.61257 | 30.5974 | 29.0044 | 29.0965 | 28.4278
2040-01-23 | 5 | 91.1742 | 91.2619 | 17.4825 | 0.65009 | 30.673 | 29.0673 | 29.1537 | 28.5042
2040-01-23 | 6 | 94.048 | 93.9269 | 18.0971 | 0.70609 | 32.384 | 30.6004 | 30.7355 | 30.0352
2040-01-23 | 7 | 98.742 | 97.6993 | 19.0464 | 0.77368 | 40.1163 | 38.4386 | 38.5954 | 37.7565
2040-01-23 | 8 | 103.4373 | 99.2411 | 19.6979 | 0.81406 | 40.4736 | 38.4453 | 38.7525 | 37.1654
2040-01-23 | 9 | 104.8458 | 101.9541 | 19.3102 | 0.85404 | 32.0727 | 29.9012 | 30.2194 | 28.6996
2040-01-23 | 10 | 100.7808 | 104.7903 | 19.0765 | 0.72744 | 29.651 | 27.4094 | 27.7039 | 26.108
2040-01-23 | 11 | 95.365 | 106.5506 | 20.3776 | 0.66468 | 27.6622 | 25.3515 | 25.7969 | 24.0605
2040-01-23 | 12 | 91.0074 | 108.0542 | 20.6514 | 0.68988 | 24.8753 | 23.2247 | 24.905 | 21.6259
2040-01-23 | 13 | 88.3785 | 107.5105 | 20.9777 | 0.61587 | 22.1809 | 21.0582 | 24.0615 | 19.1415
2040-01-23 | 14 | 86.527 | 108.2765 | 22.6663 | 0.6089 | 21.6172 | 20.3999 | 21.47 | 19.0404
2040-01-23 | 15 | 88.485 | 107.3561 | 24.1143 | 0.5545 | 24.0433 | 22.7893 | 24.6185 | 21.1281
2040-01-23 | 16 | 93.0115 | 108.7241 | 24.3557 | 0.56815 | 29.6938 | 28.0057 | 28.3623 | 26.7029
2040-01-23 | 17 | 102.0969 | 111.367 | 23.3686 | 0.5618 | 39.0139 | 37.7151 | 38.1404 | 36.0792
2040-01-23 | 18 | 114.5809 | 118.5059 | 25.7651 | 0.65511 | 47.0421 | 46.1335 | 46.5919 | 40.874
2040-01-23 | 19 | 119.7331 | 120.7143 | 26.2729 | 0.67011 | 45.0588 | 44.0036 | 44.5691 | 41.7106
2040-01-23 | 20 | 117.7559 | 118.6655 | 25.5018 | 0.66905 | 43.8864 | 42.4254 | 42.5851 | 37.446
2040-01-23 | 21 | 114.7464 | 116.0904 | 24.6244 | 0.65479 | 40.5621 | 39.2627 | 39.5576 | 37.6403
2040-01-23 | 22 | 110.9976 | 112.5903 | 23.5458 | 0.64054 | 40.4832 | 39.2529 | 39.5117 | 37.6643
2040-01-23 | 23 | 105.3684 | 106.0349 | 22.1001 | 0.63668 | 37.057 | 35.2398 | 35.4237 | 33.9635
2040-01-23 | 24 | 99.3695 | 100.3855 | 20.8207 | 0.63324 | 31.4869 | 30.4679 | 31.0316 | 29.4179
2040-01-24 | 1 | 95.0097 | 96.5663 | 19.8079 | 0.64507 | 32.2736 | 30.9943 | 31.357 | 30.1761
2040-01-24 | 2 | 91.87 | 92.5942 | 18.9568 | 0.6615 | 31.0606 | 29.9152 | 30.2087 | 29.1209
2040-01-24 | 3 | 90.4684 | 90.1355 | 18.3784 | 0.69293 | 31.1798 | 29.8519 | 30.1747 | 29.1271
2040-01-24 | 4 | 89.7233 | 89.3273 | 18.0787 | 0.72065 | 31.228 | 29.877 | 30.2369 | 29.4226
2040-01-24 | 5 | 90.4667 | 89.3626 | 18.1814 | 0.75891 | 32.6806 | 31.2845 | 31.6727 | 30.8598
2040-01-24 | 6 | 92.4566 | 91.1751 | 18.681 | 0.82105 | 34.6 | 32.9355 | 33.2893 | 32.4436
2040-01-24 | 7 | 96.1441 | 94.4247 | 19.5823 | 0.90124 | 39.7011 | 37.4438 | 37.7361 | 36.9324
2040-01-24 | 8 | 99.9435 | 94.7363 | 20.4931 | 0.94935 | 35.54 | 33.4179 | 33.6724 | 32.558
2040-01-24 | 9 | 102.1305 | 94.7131 | 20.4388 | 0.94422 | 27.8099 | 25.3156 | 25.6334 | 24.5478
2040-01-24 | 10 | 103.346 | 92.681 | 19.0251 | 0.84516 | 20.27 | 17.942 | 18.1538 | 17.2382
2040-01-24 | 11 | 106.0838 | 88.5731 | 16.4774 | 0.75126 | 16.45 | 11.0777 | 11.4352 | 10.7309
2040-01-24 | 12 | 107.2645 | 87.2329 | 16.6962 | 0.65897 | 13.696 | 9.2941 | 9.458 | 8.3671
2040-01-24 | 13 | 110.0491 | 86.8703 | 16.5951 | 0.6123 | 7.6511 | 6.5627 | 6.5913 | 5.8238
2040-01-24 | 14 | 111.9586 | 86.8687 | 16.3593 | 0.57212 | 6.3231 | 5.4817 | 5.5447 | 5.2048
2040-01-24 | 15 | 110.8623 | 88.8924 | 17.4436 | 0.57185 | 13.754 | 11.88 | 12.0259 | 11.1935
2040-01-24 | 16 | 110.6891 | 94.3999 | 19.4822 | 0.59165 | 27.2393 | 24.5334 | 24.652 | 23.5593
2040-01-24 | 17 | 114.6645 | 101.444 | 23.1816 | 0.55295 | 41.1269 | 38.4507 | 38.9272 | 36.9697
2040-01-24 | 18 | 123.1043 | 112.3991 | 25.8555 | 0.64245 | 49.4575 | 47.0884 | 47.8701 | 45.2886
2040-01-24 | 19 | 124.7455 | 115.5612 | 26.2391 | 0.67435 | 48.6333 | 46.25 | 46.6574 | 44.3831
2040-01-24 | 20 | 122.1857 | 114.3536 | 25.4421 | 0.67731 | 43.3776 | 41.1416 | 41.4791 | 39.3528
2040-01-24 | 21 | 118.0912 | 111.9056 | 24.4369 | 0.66868 | 40.0617 | 38.1146 | 38.4072 | 36.7489
2040-01-24 | 22 | 112.996 | 108.2876 | 23.1888 | 0.64427 | 38.3217 | 36.5249 | 36.8387 | 35.423
2040-01-24 | 23 | 105.5087 | 102.4099 | 21.4038 | 0.61055 | 33.4491 | 32.0879 | 32.502 | 31.1979
2040-01-24 | 24 | 98.0513 | 97.4264 | 20.0989 | 0.5846 | 31.8484 | 30.6776 | 31.0554 | 29.8628
2040-01-25 | 1 | 92.1401 | 91.2881 | 19.3473 | 0.57392 | 29.4973 | 29 | 29.3452 | 28.2278
2040-01-25 | 2 | 90.0901 | 88.5844 | 18.6316 | 0.58321 | 28.5414 | 27.9259 | 28.2816 | 27.3273
2040-01-25 | 3 | 89.6393 | 87.5384 | 18.1951 | 0.59706 | 27.6023 | 26.9989 | 27.332 | 26.7123
2040-01-25 | 4 | 91.4871 | 88.4161 | 18.2887 | 0.63777 | 26.6366 | 25.9711 | 26.3157 | 25.6686
2040-01-25 | 5 | 95.2073 | 90.3601 | 18.9245 | 0.68845 | 27.9202 | 27.0006 | 27.4206 | 26.6959
2040-01-25 | 6 | 100.3562 | 96.4714 | 20.2274 | 0.75062 | 33.747 | 32.5706 | 33.0743 | 31.2418
2040-01-25 | 7 | 110.4871 | 105.8473 | 22.6948 | 0.81674 | 42.4015 | 40.8385 | 41.25 | 39.3461
2040-01-25 | 8 | 119.6584 | 111.9776 | 24.1684 | 0.85067 | 45.7361 | 43.6609 | 45.072 | 41.6481
2040-01-25 | 9 | 122.8436 | 115.2009 | 24.21 | 0.88125 | 36.4443 | 33.9796 | 34.3342 | 32.2837
2040-01-25 | 10 | 122.8759 | 112.936 | 23.8122 | 0.93126 | 34.0069 | 31.1806 | 31.5083 | 29.8307
2040-01-25 | 11 | 115.3395 | 110.7201 | 23.4326 | 0.93775 | 29.6159 | 27.2729 | 28.1565 | 26.0303
2040-01-25 | 12 | 111.4452 | 108.0236 | 24.1073 | 0.95689 | 27.3678 | 24.8826 | 25.3477 | 23.6743
2040-01-25 | 13 | 109.5744 | 107.9997 | 23.6064 | 0.92425 | 24.8101 | 22.8889 | 23.5499 | 21.7741
2040-01-25 | 14 | 106.1849 | 108.9733 | 22.6793 | 0.85074 | 22.5111 | 20.7705 | 21.014 | 19.8377
2040-01-25 | 15 | 106.794 | 111.8841 | 22.7167 | 0.8198 | 26.4685 | 24.7111 | 24.9174 | 23.5114
2040-01-25 | 16 | 109.1792 | 115.5724 | 24.9842 | 0.85793 | 32.6 | 31.0627 | 31.482 | 29.8812
2040-01-25 | 17 | 113.6299 | 118.6144 | 26.7403 | 0.93704 | 42.3209 | 41.1041 | 42.3832 | 38.9998
2040-01-25 | 18 | 127.0719 | 126.8261 | 29.7188 | 0.97739 | 48.8975 | 47.7906 | 49.4925 | 45.0016
2040-01-25 | 19 | 132.109 | 129.8998 | 30.0403 | 0.97121 | 52.0655 | 50.8109 | 50.96 | 47.5819
2040-01-25 | 20 | 129.1133 | 127.1812 | 28.8913 | 0.95483 | 48.1162 | 46.8491 | 47.001 | 43.4465
2040-01-25 | 21 | 124.8825 | 123.9089 | 27.5573 | 0.92044 | 44.0164 | 42.5042 | 42.6382 | 39.4929
2040-01-25 | 22 | 119.6824 | 118.7829 | 25.8788 | 0.87903 | 41.2859 | 39.4212 | 39.546 | 37.1658
2040-01-25 | 23 | 111.5104 | 111.8485 | 23.8221 | 0.82107 | 37.6903 | 35.3595 | 35.4578 | 34.0593
2040-01-25 | 24 | 104.0328 | 104.8992 | 21.9422 | 0.77997 | 34.9553 | 32.9966 | 33.5975 | 31.9171
2040-01-26 | 1 | 100.0238 | 99.6646 | 21.0318 | 0.75855 | 33.994 | 31.7782 | 31.9782 | 30.8932
2040-01-26 | 2 | 97.3046 | 96.3957 | 20.4218 | 0.75041 | 31.7365 | 29.9817 | 30.2895 | 29.1844
2040-01-26 | 3 | 96.5403 | 94.5373 | 20.0118 | 0.77015 | 31.6454 | 29.9342 | 30.2199 | 29.3444
2040-01-26 | 4 | 96.8031 | 94.5541 | 19.9201 | 0.79832 | 31.6295 | 29.9371 | 30.2351 | 29.4181
2040-01-26 | 5 | 99.8947 | 97.5805 | 20.4132 | 0.84912 | 32.3164 | 29.9978 | 30.2531 | 29.5104
2040-01-26 | 6 | 106.9314 | 104.459 | 21.5319 | 0.91088 | 41.4021 | 38.7221 | 38.9897 | 37.8115
2040-01-26 | 7 | 118.5799 | 114.3968 | 24.0659 | 0.99622 | 53.3873 | 50.8118 | 50.8075 | 48.9887
2040-01-26 | 8 | 125.8783 | 119.7504 | 24.8034 | 1.0394 | 54.0764 | 49.9528 | 50.4219 | 47.4919
2040-01-26 | 9 | 124.9091 | 118.5381 | 23.6534 | 1.0578 | 35.9649 | 32.6137 | 32.6346 | 31.1585
2040-01-26 | 10 | 122.0603 | 112.955 | 21.4957 | 0.99218 | 26.2023 | 23.2981 | 23.0007 | 21.9983
2040-01-26 | 11 | 118.7543 | 109.1194 | 19.7798 | 0.95128 | 24.5847 | 15.4459 | 15.7121 | 15.1196
2040-01-26 | 12 | 118.3554 | 105.5238 | 18.5703 | 0.86776 | 21.0278 | 8.9437 | 9.2862 | 9.264
2040-01-26 | 13 | 119.0531 | 102.063 | 18.1156 | 0.79072 | 19.62 | 6.7496 | 7.1509 | 7.2846
2040-01-26 | 14 | 121.5318 | 101.0631 | 18.0936 | 0.72084 | 19.33 | 6.8275 | 7.2115 | 7.3086
2040-01-26 | 15 | 122.2082 | 101.6225 | 19.0753 | 0.71817 | 22.8409 | 9.5036 | 9.9534 | 9.8425
2040-01-26 | 16 | 121.1035 | 104.2766 | 20.7814 | 0.73267 | 28.5479 | 25.9496 | 25.7402 | 24.4016
2040-01-26 | 17 | 124.2276 | 109.9824 | 23.5681 | 0.70845 | 42.7999 | 40.9036 | 41.8816 | 39.2618
2040-01-26 | 18 | 133.1805 | 122.4668 | 27.1734 | 0.82584 | 56.1313 | 55.3625 | 56.0575 | 48.5702
2040-01-26 | 19 | 135.5361 | 126.7538 | 28.3492 | 0.85993 | 56.5661 | 56.2609 | 56.7971 | 47.6031
2040-01-26 | 20 | 131.9043 | 125.1963 | 27.7047 | 0.86025 | 49.5099 | 49.915 | 49.045 | 43.1375
2040-01-26 | 21 | 126.5863 | 121.555 | 26.6903 | 0.84582 | 44.4759 | 44.5494 | 44.362 | 42.65
2040-01-26 | 22 | 119.1578 | 116.8171 | 25.3227 | 0.8128 | 41.0482 | 41.037 | 41.0127 | 41.0113
2040-01-26 | 23 | 110.0541 | 109.5201 | 23.2877 | 0.76594 | 37.6243 | 36.8378 | 40.7273 | 34.6842
2040-01-26 | 24 | 102.5899 | 102.3025 | 21.6442 | 0.73833 | 33.271 | 32.253 | 32.9501 | 31.2392
2040-01-27 | 1 | 97.3961 | 98.1003 | 21.0942 | 0.71612 | 31.003 | 30.1137 | 30.6822 | 29.2672
2040-01-27 | 2 | 93.9572 | 94.8145 | 20.3188 | 0.70483 | 30.86 | 29.9989 | 30.5192 | 29.1804
2040-01-27 | 3 | 93.0069 | 92.8553 | 19.4326 | 0.70797 | 30.512 | 29.7496 | 30.2498 | 28.9662
2040-01-27 | 4 | 91.8769 | 92.1594 | 19.3231 | 0.70866 | 30.6116 | 29.826 | 30.3155 | 29.0585
2040-01-27 | 5 | 93.6428 | 95.0607 | 19.9185 | 0.75084 | 33.2533 | 32.4838 | 33.5449 | 31.698
2040-01-27 | 6 | 99.0213 | 100.5328 | 21.3492 | 0.81477 | 39.13 | 38.0084 | 39.1059 | 37.2144
2040-01-27 | 7 | 108.1145 | 110.1018 | 24.1522 | 0.8951 | 50.9255 | 49.5841 | 50.2322 | 48.3734
2040-01-27 | 8 | 116.3605 | 115.5388 | 24.8934 | 1.0291 | 53.4465 | 51.6061 | 52.2312 | 50.0001
2040-01-27 | 9 | 119.7341 | 117.0394 | 23.2875 | 1.0489 | 46.8363 | 44.4708 | 45.229 | 42.817
2040-01-27 | 10 | 119.8934 | 115.7105 | 21.546 | 0.99095 | 40 | 37.3549 | 37.2277 | 35.9591
2040-01-27 | 11 | 119.5061 | 113.9686 | 19.5709 | 0.9469 | 34.7916 | 32.7486 | 32.4591 | 31.1196
2040-01-27 | 12 | 124.2548 | 110.1541 | 17.7807 | 0.93412 | 32.2186 | 30.3089 | 30.0037 | 28.7638
2040-01-27 | 13 | 126.4121 | 108.1484 | 17.3732 | 0.88951 | 31.6259 | 29.5185 | 29.1135 | 27.9745
2040-01-27 | 14 | 127.339 | 105.4275 | 17.1691 | 0.79337 | 29.8358 | 27.8724 | 27.4614 | 26.4179
2040-01-27 | 15 | 125.2146 | 104.5559 | 18.6683 | 0.76361 | 30.6964 | 28.7341 | 28.3019 | 27.2127
2040-01-27 | 16 | 123.0455 | 106.0002 | 20.8285 | 0.77692 | 37.1172 | 35.1811 | 35.2621 | 33.4938
2040-01-27 | 17 | 124.58 | 111.2817 | 23.1073 | 0.84614 | 48.7823 | 47.5598 | 48.4614 | 45.4467
2040-01-27 | 18 | 130.344 | 120.2293 | 26.3845 | 0.94203 | 55.848 | 55.4644 | 56.681 | 45.6374
2040-01-27 | 19 | 130.7926 | 123.4215 | 27.4916 | 0.9507 | 57.5785 | 57.0649 | 56.9661 | 46.16
2040-01-27 | 20 | 126.4684 | 121.1594 | 26.8244 | 0.93319 | 52.33 | 51.4745 | 51.3479 | 43.77
2040-01-27 | 21 | 121.787 | 117.761 | 25.7955 | 0.9013 | 48.751 | 48 | 49.0516 | 45.0984
2040-01-27 | 22 | 115.4528 | 112.6295 | 24.7948 | 0.85325 | 44.2196 | 43.3399 | 44.4195 | 41.1429
2040-01-27 | 23 | 106.79 | 105.6551 | 22.5929 | 0.79601 | 37.4338 | 36.7296 | 37.2588 | 35.3396
2040-01-27 | 24 | 99.4276 | 99.128 | 20.7722 | 0.75646 | 35.5911 | 35.047 | 35.9398 | 34.0011
2040-01-28 | 1 | 94.7396 | 94.7986 | 20.1275 | 0.73666 | 31.7998 | 31.0922 | 32.0025 | 30.4852
2040-01-28 | 2 | 92.6779 | 91.7979 | 19.4027 | 0.73082 | 30.8526 | 30.3294 | 30.6934 | 30.0204
2040-01-28 | 3 | 93.8963 | 90.3189 | 18.9352 | 0.7365 | 30.4154 | 29.9984 | 30.352 | 29.7899
2040-01-28 | 4 | 94.011 | 90.1018 | 18.8989 | 0.75537 | 30.3933 | 29.869 | 30.2246 | 29.5254
2040-01-28 | 5 | 95.8849 | 92.9116 | 19.4499 | 0.80897 | 32.4803 | 31.9009 | 32.2807 | 31.389
2040-01-28 | 6 | 101.3697 | 99.7572 | 20.9225 | 0.87798 | 37.2551 | 36.4845 | 36.9601 | 35.9756
2040-01-28 | 7 | 107.157 | 109.1462 | 23.3781 | 0.96667 | 45.0725 | 44.2282 | 45.7591 | 43.3304
2040-01-28 | 8 | 115.382 | 113.9002 | 24.5959 | 0.99319 | 54.5186 | 52.4487 | 53.0611 | 50.3868
2040-01-28 | 9 | 123.5535 | 114.3946 | 23.1229 | 0.93665 | 39.6287 | 37.16 | 37.522 | 35.5105
2040-01-28 | 10 | 125.3487 | 110.5514 | 21.0952 | 0.83266 | 34.2639 | 31.88 | 31.8537 | 30.4755
2040-01-28 | 11 | 124.6603 | 106.0405 | 19.6303 | 0.69115 | 32.3398 | 29.8974 | 29.6742 | 28.5088
2040-01-28 | 12 | 123.0643 | 102.8801 | 17.4813 | 0.57236 | 31.7231 | 29.3988 | 29.0378 | 27.8302
2040-01-28 | 13 | 121.7548 | 102.0529 | 17.223 | 0.54045 | 30.8401 | 28.6043 | 28.3388 | 27.1216
2040-01-28 | 14 | 119.9494 | 102.4898 | 17.6978 | 0.5465 | 31.2248 | 29.1006 | 28.8625 | 27.6521
2040-01-28 | 15 | 118.6807 | 103.9154 | 18.6916 | 0.5266 | 31.3212 | 29.4474 | 29.2658 | 27.9187
2040-01-28 | 16 | 118.1983 | 106.7153 | 20.5676 | 0.50407 | 35.2373 | 33.2528 | 33.3484 | 31.8113
2040-01-28 | 17 | 119.7463 | 109.871 | 23.4078 | 0.54764 | 45.22 | 43.7404 | 43.8914 | 41.8075
2040-01-28 | 18 | 125.9921 | 118.7594 | 26.1678 | 0.62495 | 53.3516 | 52.048 | 52.5678 | 48.9027
2040-01-28 | 19 | 128.2976 | 121.4411 | 26.8114 | 0.65106 | 57.48 | 55.278 | 55.4456 | 51.5798
2040-01-28 | 20 | 125.052 | 119.4967 | 26.0621 | 0.63652 | 51.2331 | 49.0452 | 48.984 | 42.07
2040-01-28 | 21 | 120.4567 | 117.3403 | 24.9582 | 0.62163 | 45.8695 | 44.2935 | 44.373 | 41.6921
2040-01-28 | 22 | 115.0442 | 114.7513 | 23.6709 | 0.59613 | 41.6412 | 40.2911 | 40.4097 | 38.1063
2040-01-28 | 23 | 107.3327 | 108.2069 | 21.7977 | 0.56555 | 35.9438 | 34.7256 | 35.0681 | 33.4934
2040-01-28 | 24 | 100.1038 | 101.3652 | 20.095 | 0.52657 | 35.72 | 34.376 | 34.5685 | 33.438
2040-01-29 | 1 | 97.4001 | 95.9023 | 19.3559 | 0.50575 | 31.7093 | 29.8218 | 29.9629 | 29.0948
2040-01-29 | 2 | 94.1843 | 92.668 | 18.842 | 0.49654 | 31.0902 | 29.3423 | 29.4986 | 28.7544
2040-01-29 | 3 | 91.9821 | 90.6311 | 18.1791 | 0.49889 | 30.295 | 28.78 | 28.9362 | 28.2375
2040-01-29 | 4 | 91.7036 | 89.3196 | 18.0853 | 0.51907 | 29.731 | 28.2466 | 28.4289 | 27.7316
2040-01-29 | 5 | 93.7022 | 91.1694 | 18.604 | 0.57958 | 30.8976 | 29.1337 | 29.3104 | 28.6005
2040-01-29 | 6 | 99.3733 | 96.6091 | 19.8437 | 0.63926 | 33.8085 | 31.8479 | 32.064 | 31.2093
2040-01-29 | 7 | 108.9758 | 106.3588 | 21.7958 | 0.70401 | 43.1553 | 41.0951 | 41.2677 | 40.0989
2040-01-29 | 8 | 115.8012 | 111.752 | 23.1028 | 0.74947 | 49.7552 | 47.2353 | 47.875 | 41.4766
2040-01-29 | 9 | 117.4808 | 113.5142 | 23.0623 | 0.83146 | 40.3144 | 38.3485 | 38.4074 | 36.6181
2040-01-29 | 10 | 115.4622 | 112.3925 | 21.1537 | 0.78861 | 34.65 | 32.9189 | 32.838 | 31.2315
2040-01-29 | 11 | 113.4081 | 111.0583 | 19.8763 | 0.79421 | 31.4559 | 29.9296 | 29.844 | 28.3116
2040-01-29 | 12 | 110.9117 | 113.4799 | 21.2921 | 0.784 | 28.8861 | 27.509 | 27.5343 | 26.025
2040-01-29 | 13 | 108.93 | 114.9515 | 23.2076 | 0.68826 | 26.7367 | 25.3333 | 25.4163 | 23.9274
2040-01-29 | 14 | 102.9868 | 112.1808 | 23.771 | 0.68474 | 24.299 | 22.7512 | 22.791 | 21.475
2040-01-29 | 15 | 102.0887 | 110.5852 | 23.5717 | 0.66064 | 26.1109 | 24.4714 | 24.562 | 23.046
2040-01-29 | 16 | 103.6314 | 109.9281 | 24.7082 | 0.64614 | 28.334 | 26.9258 | 27.1077 | 25.4598
2040-01-29 | 17 | 107.3921 | 112.7226 | 24.9866 | 0.61117 | 36.2479 | 34.7693 | 35.0033 | 33.3475
2040-01-29 | 18 | 117.8839 | 119.9258 | 26.7791 | 0.67265 | 44.6832 | 43.5584 | 43.8098 | 41.7984
2040-01-29 | 19 | 123.0374 | 122.7959 | 27.2371 | 0.70146 | 47.8728 | 45.9158 | 46.0538 | 43.3555
2040-01-29 | 20 | 120.7176 | 120.4975 | 26.443 | 0.70878 | 42.5278 | 41.1643 | 41.3986 | 39.2655
2040-01-29 | 21 | 117.4716 | 117.8194 | 25.4733 | 0.71351 | 40.2925 | 39.0947 | 39.1859 | 37.3059
2040-01-29 | 22 | 113.5263 | 114.5718 | 24.2927 | 0.69718 | 37.9567 | 36.8214 | 36.9484 | 35.0251
2040-01-29 | 23 | 107.1936 | 108.4845 | 22.6038 | 0.68172 | 34.4998 | 33.4372 | 33.8242 | 32.1844
2040-01-29 | 24 | 102.1808 | 102.1161 | 21.1764 | 0.66958 | 30.9851 | 30.9855 | 30.9848 | 30.9855
2040-01-30 | 1 | 101.0589 | 97.1425 | 20.2787 | 0.66939 | 32.9763 | 31.2333 | 31.4896 | 30.224
2040-01-30 | 2 | 97.8673 | 93.578 | 19.3909 | 0.68173 | 33.7345 | 32.0339 | 32.2873 | 31.1677
2040-01-30 | 3 | 95.368 | 91.3561 | 18.8792 | 0.70682 | 32.6335 | 31.0038 | 31.2134 | 30.2413
2040-01-30 | 4 | 94.2163 | 90.5584 | 19.0102 | 0.73176 | 31.8825 | 30.0979 | 30.3696 | 29.4062
2040-01-30 | 5 | 94.8346 | 91.2864 | 18.7873 | 0.78485 | 32.5658 | 30.7092 | 30.9239 | 30.0683
2040-01-30 | 6 | 97.892 | 94.002 | 19.4878 | 0.85133 | 35.63 | 33.1732 | 33.4168 | 32.7512
2040-01-30 | 7 | 98.8518 | 98.3918 | 20.6716 | 0.93514 | 40.5786 | 37.8067 | 38.1273 | 37.2906
2040-01-30 | 8 | 104.2154 | 98.6571 | 20.962 | 0.96714 | 38.6149 | 35.8806 | 35.9623 | 34.7735
2040-01-30 | 9 | 106.044 | 96.2798 | 18.9519 | 0.98023 | 30.0719 | 27.3106 | 27.2277 | 26.09
2040-01-30 | 10 | 102.622 | 92.361 | 17.5688 | 0.89818 | 22.4539 | 19.7722 | 19.7495 | 17.8683
2040-01-30 | 11 | 96.195 | 87.7731 | 15.9707 | 0.77126 | 18.0872 | 14.89 | 14.9001 | 13.7735
2040-01-30 | 12 | 89.7183 | 84.035 | 14.7399 | 0.64015 | 12.7265 | 10.64 | 10.5739 | 9.49
2040-01-30 | 13 | 86.8778 | 81.9985 | 14.2871 | 0.50431 | 8.3633 | 7.1391 | 7.0976 | 6.6008
2040-01-30 | 14 | 86.8032 | 80.7471 | 14.0455 | 0.46224 | 6.4351 | 5.6462 | 5.619 | 5.3391
2040-01-30 | 15 | 90.9076 | 81.8556 | 15.2479 | 0.48656 | 10.8433 | 9.3864 | 9.4702 | 8.8632
2040-01-30 | 16 | 97.0062 | 86.228 | 17.9568 | 0.57323 | 24.1575 | 21.9808 | 22.0498 | 21.1272
2040-01-30 | 17 | 103.0977 | 93.8274 | 20.5754 | 0.51319 | 36.0486 | 34.1123 | 34.7192 | 33.1091
2040-01-30 | 18 | 111.5557 | 105.2966 | 24.0134 | 0.58686 | 49.1944 | 46.971 | 47.7361 | 42.1785
2040-01-30 | 19 | 116.6679 | 111.7361 | 25.3055 | 0.62888 | 50.4339 | 48.2145 | 48.8191 | 44.9367
2040-01-30 | 20 | 114.7769 | 110.9188 | 24.879 | 0.64298 | 45.1543 | 42.9093 | 43.5344 | 41.2586
2040-01-30 | 21 | 111.946 | 109.2219 | 24.1271 | 0.65652 | 41.3301 | 39.6819 | 40.2084 | 38.1633
2040-01-30 | 22 | 108.2102 | 106.5695 | 23.0854 | 0.65172 | 39.2495 | 37.73 | 38.2339 | 36.3451
2040-01-30 | 23 | 103.0087 | 102.1413 | 21.7136 | 0.64756 | 34.9779 | 33.6878 | 34.0995 | 32.6722
2040-01-30 | 24 | 99.4078 | 97.0252 | 20.2861 | 0.64511 | 32.7246 | 31.83 | 32.4371 | 30.9677
2040-01-31 | 1 | 93.0618 | 92.28 | 19.5279 | 0.64754 | 33.3481 | 31.8086 | 32.0557 | 31.6558
2040-01-31 | 2 | 89.9791 | 89.1206 | 18.7651 | 0.66272 | 32.2283 | 30.1763 | 30.6156 | 29.7464
2040-01-31 | 3 | 88.0599 | 87.0897 | 18.2743 | 0.69189 | 33.6387 | 31.8784 | 32.3103 | 31.3909
2040-01-31 | 4 | 87.1004 | 86.1468 | 18.0113 | 0.72382 | 33.8822 | 31.809 | 32.2615 | 31.399
2040-01-31 | 5 | 86.924 | 86.2494 | 18.1176 | 0.76904 | 33.941 | 31.8413 | 32.3208 | 31.48
2040-01-31 | 6 | 88.7349 | 87.774 | 18.6859 | 0.83761 | 35.4284 | 33.6474 | 34.1721 | 33.2816
2040-01-31 | 7 | 92.2326 | 90.4269 | 19.5802 | 0.91092 | 40.8623 | 38.349 | 38.9102 | 37.823
2040-01-31 | 8 | 94.6598 | 89.733 | 19.486 | 0.95097 | 37.046 | 34.3299 | 34.8859 | 33.5421
2040-01-31 | 9 | 97.8364 | 88.7764 | 19.5139 | 0.92839 | 26.3771 | 23.8891 | 24.0824 | 22.9327
2040-01-31 | 10 | 95.5394 | 86.3835 | 17.6821 | 0.86434 | 21.3184 | 18.2979 | 18.8164 | 16.5557
2040-01-31 | 11 | 91.4728 | 82.4798 | 15.2973 | 0.75351 | 19.3655 | 16.3501 | 16.8271 | 14.51
2040-01-31 | 12 | 87.9368 | 80.2662 | 15.1531 | 0.68481 | 18.5046 | 16.1127 | 16.0782 | 14.5988
2040-01-31 | 13 | 87.5552 | 78.6829 | 17.7195 | 0.61742 | 17.7292 | 15.4063 | 15.3119 | 13.9051
2040-01-31 | 14 | 90.2837 | 80.5342 | 18.4392 | 0.58407 | 17.6667 | 14.8936 | 15.355 | 13.6152
2040-01-31 | 15 | 92.1729 | 86.9443 | 19.3796 | 0.56057 | 24.1671 | 21.1649 | 21.6933 | 19.6243
2040-01-31 | 16 | 93.2411 | 92.649 | 21.7216 | 0.55301 | 31.2589 | 29.1219 | 29.3601 | 28.1394
2040-01-31 | 17 | 99.9167 | 98.6697 | 23.1517 | 0.53872 | 40.3444 | 38.2808 | 38.9136 | 37.3728
2040-01-31 | 18 | 110.8031 | 105.2204 | 25.0405 | 0.6134 | 50.3203 | 47.8817 | 48.924 | 45.8709
2040-01-31 | 19 | 115.1029 | 107.732 | 25.0764 | 0.63106 | 53.8689 | 51.45 | 52.2299 | 49.3104
2040-01-31 | 20 | 112.7432 | 106.375 | 24.4216 | 0.62046 | 47.0097 | 44.743 | 45.3165 | 42.6689
2040-01-31 | 21 | 109.4249 | 103.4243 | 23.3245 | 0.60259 | 41.186 | 39.55 | 40.1317 | 38.5725
2040-01-31 | 22 | 104.9441 | 100.559 | 22.1575 | 0.57844 | 37.5823 | 36.2308 | 36.8622 | 35.4148
2040-01-31 | 23 | 99.6163 | 95.5967 | 20.5754 | 0.54926 | 33.8806 | 32.5812 | 33.093 | 32.3021
2040-01-31 | 24 | 94.7668 | 90.095 | 19.0625 | 0.52027 | 32.7707 | 31.7547 | 32.1191 | 31.5321